## V_OM
Tech_category | Supply | [10 empty] | Conversion_plus | Conversion | [12 empty] | Transmission
Technology | CRO_EXT | CRO_IMP | NG_EXT | NG_IMP | HFO_IMP | LFO_IMP | CO_IMP | SHYD | CSP | PV_UTL | WIND | CRO_REF | CROST | HFOST | SCGT1 | CCGT1 | SCGT2 | CCGT2 | COST | BMPP | GEN_SET | IND | RES | SER | AGR | TRANS
Years
Y0 | 11.352 | 12.613 | 7.72 | 10.22 | 10.1 | 14.809 | 3.24 | 0.917 | 1.03 | 0.0556 | 1.03 | 0.71775 | 1.03 | 1.03 | 0.75 | 0.583 | 0.75 | 0.583 | 1.03 | 1.03 | 0.5 | 0.464 | 0.464 | 0.464 | 0.464 | 0.464
Y1 | 11.538 | 12.819 | 7.88 | 10.38 | 10.5 | 15.396 | 3.26 | 0.917 | 1.03 | 0.0556 | 1.03 | 0.71775 | 1.03 | 1.03 | 0.75 | 0.583 | 0.75 | 0.583 | 1.03 | 1.03 | 0.5 | 0.464 | 0.464 | 0.464 | 0.464 | 0.464
Y2 | 11.723 | 13.025 | 8.04 | 10.54 | 10.9 | 15.983 | 3.28 | 0.917 | 1.03 | 0.0556 | 1.03 | 0.71775 | 1.03 | 1.03 | 0.75 | 0.583 | 0.75 | 0.583 | 1.03 | 1.03 | 0.5 | 0.464 | 0.464 | 0.464 | 0.464 | 0.464
Y3 | 11.909 | 13.231 | 8.2 | 10.7 | 11.3 | 16.57 | 3.3 | 0.917 | 1.03 | 0.0556 | 1.03 | 0.71775 | 1.03 | 1.03 | 0.75 | 0.583 | 0.75 | 0.583 | 1.03 | 1.03 | 0.5 | 0.464 | 0.464 | 0.464 | 0.464 | 0.464
Y4 | 12.094 | 13.437 | 8.36 | 10.86 | 11.7 | 17.157 | 3.32 | 0.917 | 1.03 | 0.0556 | 1.03 | 0.71775 | 1.03 | 1.03 | 0.75 | 0.583 | 0.75 | 0.583 | 1.03 | 1.03 | 0.5 | 0.464 | 0.464 | 0.464 | 0.464 | 0.464
Y5 | 12.28 | 13.643 | 8.52 | 11.02 | 12.1 | 17.744 | 3.34 | 0.917 | 1.03 | 0.0556 | 1.03 | 0.71775 | 1.03 | 1.03 | 0.75 | 0.583 | 0.75 | 0.583 | 1.03 | 1.03 | 0.5 | 0.464 | 0.464 | 0.464 | 0.464 | 0.464
Y6 | 12.465 | 13.849 | 8.68 | 11.18 | 12.5 | 18.331 | 3.36 | 0.917 | 1.03 | 0.0556 | 1.03 | 0.71775 | 1.03 | 1.03 | 0.75 | 0.583 | 0.75 | 0.583 | 1.03 | 1.03 | 0.5 | 0.464 | 0.464 | 0.464 | 0.464 | 0.464
Y7 | 12.65 | 14.055 | 8.84 | 11.34 | 12.9 | 18.918 | 3.38 | 0.917 | 1.03 | 0.0556 | 1.03 | 0.71775 | 1.03 | 1.03 | 0.75 | 0.583 | 0.75 | 0.583 | 1.03 | 1.03 | 0.5 | 0.464 | 0.464 | 0.464 | 0.464 | 0.464
Y8 | 12.836 | 14.261 | 9 | 11.5 | 13.3 | 19.505 | 3.4 | 0.917 | 1.03 | 0.0556 | 1.03 | 0.71775 | 1.03 | 1.03 | 0.75 | 0.583 | 0.75 | 0.583 | 1.03 | 1.03 | 0.5 | 0.464 | 0.464 | 0.464 | 0.464 | 0.464

## F_OM
Tech_category | Supply | [10 empty] | Conversion_plus | Conversion | [12 empty] | Transmission
Technology | CRO_EXT | CRO_IMP | NG_EXT | NG_IMP | HFO_IMP | LFO_IMP | CO_IMP | SHYD | CSP | PV_UTL | WIND | CRO_REF | CROST | HFOST | SCGT1 | CCGT1 | SCGT2 | CCGT2 | COST | BMPP | GEN_SET | IND | RES | SER | AGR | TRANS
Years
Y0 | 0 | 0 | 0 | 0 | 0 | 0 | 0 | 75 | 40.58 | 17.91 | 59.56 | 0 | 75 | 75 | 20 | 35 | 45 | 35 | 78 | 75 | 23 | 0 | 0 | 0 | 0 | 0.96
Y1 | 0 | 0 | 0 | 0 | 0 | 0 | 0 | 75 | 40.58 | 17.91 | 59.56 | 0 | 75 | 75 | 20 | 35 | 45 | 35 | 78 | 75 | 23 | 0 | 0 | 0 | 0 | 0.96
Y2 | 0 | 0 | 0 | 0 | 0 | 0 | 0 | 75 | 40.58 | 17.91 | 59.56 | 0 | 75 | 75 | 20 | 35 | 45 | 35 | 78 | 75 | 23 | 0 | 0 | 0 | 0 | 0.96
Y3 | 0 | 0 | 0 | 0 | 0 | 0 | 0 | 75 | 40.58 | 17.91 | 59.56 | 0 | 75 | 75 | 20 | 35 | 45 | 35 | 78 | 75 | 23 | 0 | 0 | 0 | 0 | 0.96
Y4 | 0 | 0 | 0 | 0 | 0 | 0 | 0 | 75 | 40.58 | 17.91 | 59.56 | 0 | 75 | 75 | 20 | 35 | 45 | 35 | 78 | 75 | 23 | 0 | 0 | 0 | 0 | 0.96
Y5 | 0 | 0 | 0 | 0 | 0 | 0 | 0 | 75 | 40.58 | 17.91 | 59.56 | 0 | 75 | 75 | 20 | 35 | 45 | 35 | 78 | 75 | 23 | 0 | 0 | 0 | 0 | 0.96
Y6 | 0 | 0 | 0 | 0 | 0 | 0 | 0 | 75 | 40.58 | 17.91 | 59.56 | 0 | 75 | 75 | 20 | 35 | 45 | 35 | 78 | 75 | 23 | 0 | 0 | 0 | 0 | 0.96
Y7 | 0 | 0 | 0 | 0 | 0 | 0 | 0 | 75 | 40.58 | 17.91 | 59.56 | 0 | 75 | 75 | 20 | 35 | 45 | 35 | 78 | 75 | 23 | 0 | 0 | 0 | 0 | 0.96
Y8 | 0 | 0 | 0 | 0 | 0 | 0 | 0 | 75 | 40.58 | 17.91 | 59.56 | 0 | 75 | 75 | 20 | 35 | 45 | 35 | 78 | 75 | 23 | 0 | 0 | 0 | 0 | 0.96

## INV
Tech_category | Supply | [10 empty] | Conversion_plus | Conversion | [12 empty] | Transmission
Technology | CRO_EXT | CRO_IMP | NG_EXT | NG_IMP | HFO_IMP | LFO_IMP | CO_IMP | SHYD | CSP | PV_UTL | WIND | CRO_REF | CROST | HFOST | SCGT1 | CCGT1 | SCGT2 | CCGT2 | COST | BMPP | GEN_SET | IND | RES | SER | AGR | TRANS
Years
Y0 | 0 | 0 | 0 | 0 | 0 | 0 | 0 | 2500 | 3773.2 | 1279.6 | 1406.8 | 24.1 | 2500 | 2500 | 700 | 1200 | 1450 | 1200 | 2500 | 2500 | 750 | 0 | 0 | 0 | 0 | 0
Y1 | 0 | 0 | 0 | 0 | 0 | 0 | 0 | 2500 | 3630.8 | 1230.4 | 1365.7 | 24.1 | 2500 | 2500 | 700 | 1200 | 1450 | 1200 | 2500 | 2500 | 750 | 0 | 0 | 0 | 0 | 0
Y2 | 0 | 0 | 0 | 0 | 0 | 0 | 0 | 2500 | 3488.4 | 1181.2 | 1324.6 | 24.1 | 2500 | 2500 | 700 | 1200 | 1450 | 1200 | 2500 | 2500 | 750 | 0 | 0 | 0 | 0 | 0
Y3 | 0 | 0 | 0 | 0 | 0 | 0 | 0 | 2500 | 3346 | 1132 | 1283.5 | 24.1 | 2500 | 2500 | 700 | 1200 | 1450 | 1200 | 2500 | 2500 | 750 | 0 | 0 | 0 | 0 | 0
Y4 | 0 | 0 | 0 | 0 | 0 | 0 | 0 | 2500 | 3203.6 | 1082.8 | 1242.4 | 24.1 | 2500 | 2500 | 700 | 1200 | 1450 | 1200 | 2500 | 2500 | 750 | 0 | 0 | 0 | 0 | 0
Y5 | 0 | 0 | 0 | 0 | 0 | 0 | 0 | 2500 | 3061.2 | 1033.6 | 1201.3 | 24.1 | 2500 | 2500 | 700 | 1200 | 1450 | 1200 | 2500 | 2500 | 750 | 0 | 0 | 0 | 0 | 0
Y6 | 0 | 0 | 0 | 0 | 0 | 0 | 0 | 2500 | 2918.8 | 984.4 | 1160.2 | 24.1 | 2500 | 2500 | 700 | 1200 | 1450 | 1200 | 2500 | 2500 | 750 | 0 | 0 | 0 | 0 | 0
Y7 | 0 | 0 | 0 | 0 | 0 | 0 | 0 | 2500 | 2776.4 | 935.2 | 1119.1 | 24.1 | 2500 | 2500 | 700 | 1200 | 1450 | 1200 | 2500 | 2500 | 750 | 0 | 0 | 0 | 0 | 0
Y8 | 0 | 0 | 0 | 0 | 0 | 0 | 0 | 2500 | 2634 | 886 | 1078 | 24.1 | 2500 | 2500 | 700 | 1200 | 1450 | 1200 | 2500 | 2500 | 750 | 0 | 0 | 0 | 0 | 0

## Decom_cost
Tech_category | Supply | [10 empty] | Conversion_plus | Conversion | [12 empty] | Transmission
Technology | CRO_EXT | CRO_IMP | NG_EXT | NG_IMP | HFO_IMP | LFO_IMP | CO_IMP | SHYD | CSP | PV_UTL | WIND | CRO_REF | CROST | HFOST | SCGT1 | CCGT1 | SCGT2 | CCGT2 | COST | BMPP | GEN_SET | IND | RES | SER | AGR | TRANS
Years
Y0 | 0 | 0 | 0 | 0 | 0 | 0 | 0 | 0 | 0 | 0 | 0 | 0 | 0 | 0 | 0 | 0 | 0 | 0 | 0 | 0 | 0 | 0 | 0 | 0 | 0 | 0
Y1 | 0 | 0 | 0 | 0 | 0 | 0 | 0 | 0 | 0 | 0 | 0 | 0 | 0 | 0 | 0 | 0 | 0 | 0 | 0 | 0 | 0 | 0 | 0 | 0 | 0 | 0
Y2 | 0 | 0 | 0 | 0 | 0 | 0 | 0 | 0 | 0 | 0 | 0 | 0 | 0 | 0 | 0 | 0 | 0 | 0 | 0 | 0 | 0 | 0 | 0 | 0 | 0 | 0
Y3 | 0 | 0 | 0 | 0 | 0 | 0 | 0 | 0 | 0 | 0 | 0 | 0 | 0 | 0 | 0 | 0 | 0 | 0 | 0 | 0 | 0 | 0 | 0 | 0 | 0 | 0
Y4 | 0 | 0 | 0 | 0 | 0 | 0 | 0 | 0 | 0 | 0 | 0 | 0 | 0 | 0 | 0 | 0 | 0 | 0 | 0 | 0 | 0 | 0 | 0 | 0 | 0 | 0
Y5 | 0 | 0 | 0 | 0 | 0 | 0 | 0 | 0 | 0 | 0 | 0 | 0 | 0 | 0 | 0 | 0 | 0 | 0 | 0 | 0 | 0 | 0 | 0 | 0 | 0 | 0
Y6 | 0 | 0 | 0 | 0 | 0 | 0 | 0 | 0 | 0 | 0 | 0 | 0 | 0 | 0 | 0 | 0 | 0 | 0 | 0 | 0 | 0 | 0 | 0 | 0 | 0 | 0
Y7 | 0 | 0 | 0 | 0 | 0 | 0 | 0 | 0 | 0 | 0 | 0 | 0 | 0 | 0 | 0 | 0 | 0 | 0 | 0 | 0 | 0 | 0 | 0 | 0 | 0 | 0
Y8 | 0 | 0 | 0 | 0 | 0 | 0 | 0 | 0 | 0 | 0 | 0 | 0 | 0 | 0 | 0 | 0 | 0 | 0 | 0 | 0 | 0 | 0 | 0 | 0 | 0 | 0

## Economic_lifetime
Tech_category | Supply | [10 empty] | Conversion_plus | Conversion | [12 empty] | Transmission
Technology | CRO_EXT | CRO_IMP | NG_EXT | NG_IMP | HFO_IMP | LFO_IMP | CO_IMP | SHYD | CSP | PV_UTL | WIND | CRO_REF | CROST | HFOST | SCGT1 | CCGT1 | SCGT2 | CCGT2 | COST | BMPP | GEN_SET | IND | RES | SER | AGR | TRANS
Performance Parameter
Economic Life time | 1 | 1 | 1 | 1 | 1 | 1 | 1 | 1 | 1 | 1 | 1 | 1 | 1 | 1 | 1 | 1 | 1 | 1 | 1 | 1 | 1 | 1 | 1 | 1 | 1 | 1

## Interest_rate
Tech_category | Supply | [10 empty] | Conversion_plus | Conversion | [12 empty] | Transmission
Technology | CRO_EXT | CRO_IMP | NG_EXT | NG_IMP | HFO_IMP | LFO_IMP | CO_IMP | SHYD | CSP | PV_UTL | WIND | CRO_REF | CROST | HFOST | SCGT1 | CCGT1 | SCGT2 | CCGT2 | COST | BMPP | GEN_SET | IND | RES | SER | AGR | TRANS
Performance Parameter
Interest Rate | 0.216 | 0.216 | 0.216 | 0.216 | 0.216 | 0.216 | 0.216 | 0.216 | 0.216 | 0.216 | 0.216 | 0.216 | 0.216 | 0.216 | 0.216 | 0.216 | 0.216 | 0.216 | 0.216 | 0.216 | 0.216 | 0.216 | 0.216 | 0.216 | 0.216 | 0.216

## Discount_rate
Years | Annual Discount Rate
Y0 | 0.216
Y1 | 0.216
Y2 | 0.216
Y3 | 0.216
Y4 | 0.216
Y5 | 0.216
Y6 | 0.216
Y7 | 0.216
Y8 | 0.216

## Tech_lifetime
Tech_category | Supply | [10 empty] | Conversion_plus | Conversion | [12 empty] | Transmission
Technology | CRO_EXT | CRO_IMP | NG_EXT | NG_IMP | HFO_IMP | LFO_IMP | CO_IMP | SHYD | CSP | PV_UTL | WIND | CRO_REF | CROST | HFOST | SCGT1 | CCGT1 | SCGT2 | CCGT2 | COST | BMPP | GEN_SET | IND | RES | SER | AGR | TRANS
Performance Parameter
Technical Life time | 1 | 1 | 1 | 1 | 1 | 1 | 1 | 50 | 30 | 24 | 25 | 35 | 35 | 35 | 25 | 30 | 25 | 30 | 35 | 30 | 10 | 50 | 50 | 50 | 50 | 50

## Tech_efficiency
Tech_category | Supply | [10 empty] | Conversion_plus | Conversion | [12 empty] | Transmission
Technology | CRO_EXT | CRO_IMP | NG_EXT | NG_IMP | HFO_IMP | LFO_IMP | CO_IMP | SHYD | CSP | PV_UTL | WIND | CRO_REF | CROST | HFOST | SCGT1 | CCGT1 | SCGT2 | CCGT2 | COST | BMPP | GEN_SET | IND | RES | SER | AGR | TRANS
Years
Y0 | 1 | 1 | 1 | 1 | 1 | 1 | 1 | 1 | 1 | 1 | 1 | 1 | 0.37 | 0.37 | 0.3 | 0.48 | 0.35 | 0.48 | 0.37 | 0.35 | 0.3 | 0.85 | 0.85 | 0.85 | 0.85 | 0.95
Y1 | 1 | 1 | 1 | 1 | 1 | 1 | 1 | 1 | 1 | 1 | 1 | 1 | 0.37 | 0.37 | 0.3 | 0.48 | 0.35 | 0.48 | 0.37 | 0.35 | 0.3 | 0.85 | 0.85 | 0.85 | 0.85 | 0.95
Y2 | 1 | 1 | 1 | 1 | 1 | 1 | 1 | 1 | 1 | 1 | 1 | 1 | 0.37 | 0.37 | 0.3 | 0.48 | 0.35 | 0.48 | 0.37 | 0.35 | 0.3 | 0.85 | 0.85 | 0.85 | 0.85 | 0.95
Y3 | 1 | 1 | 1 | 1 | 1 | 1 | 1 | 1 | 1 | 1 | 1 | 1 | 0.37 | 0.37 | 0.3 | 0.48 | 0.35 | 0.48 | 0.37 | 0.35 | 0.3 | 0.85 | 0.85 | 0.85 | 0.85 | 0.95
Y4 | 1 | 1 | 1 | 1 | 1 | 1 | 1 | 1 | 1 | 1 | 1 | 1 | 0.37 | 0.37 | 0.3 | 0.48 | 0.35 | 0.48 | 0.37 | 0.35 | 0.3 | 0.85 | 0.85 | 0.85 | 0.85 | 0.95
Y5 | 1 | 1 | 1 | 1 | 1 | 1 | 1 | 1 | 1 | 1 | 1 | 1 | 0.37 | 0.37 | 0.3 | 0.48 | 0.35 | 0.48 | 0.37 | 0.35 | 0.3 | 0.85 | 0.85 | 0.85 | 0.85 | 0.95
Y6 | 1 | 1 | 1 | 1 | 1 | 1 | 1 | 1 | 1 | 1 | 1 | 1 | 0.37 | 0.37 | 0.3 | 0.48 | 0.35 | 0.48 | 0.37 | 0.35 | 0.3 | 0.85 | 0.85 | 0.85 | 0.85 | 0.95
Y7 | 1 | 1 | 1 | 1 | 1 | 1 | 1 | 1 | 1 | 1 | 1 | 1 | 0.37 | 0.37 | 0.3 | 0.48 | 0.35 | 0.48 | 0.37 | 0.35 | 0.3 | 0.85 | 0.85 | 0.85 | 0.85 | 0.95
Y8 | 1 | 1 | 1 | 1 | 1 | 1 | 1 | 1 | 1 | 1 | 1 | 1 | 0.37 | 0.37 | 0.3 | 0.48 | 0.35 | 0.48 | 0.37 | 0.35 | 0.3 | 0.85 | 0.85 | 0.85 | 0.85 | 0.95

## Carrier_ratio_in
| Tech_category | CRO_REF
| Technology | CRO
Years | Timesteps
Y0 | WD | 1
| WN | 1
| SPD | 1
| SPN | 1
| SD | 1
| SN | 1
| FD | 1
| FN | 1
Y1 | WD | 1
| WN | 1
| SPD | 1
| SPN | 1
| SD | 1
| SN | 1
| FD | 1
| FN | 1
Y2 | WD | 1
| WN | 1
| SPD | 1
| SPN | 1
| SD | 1
| SN | 1
| FD | 1
| FN | 1
Y3 | WD | 1
| WN | 1
| SPD | 1
| SPN | 1
| SD | 1
| SN | 1
| FD | 1
| FN | 1
Y4 | WD | 1
| WN | 1
| SPD | 1
| SPN | 1
| SD | 1
| SN | 1
| FD | 1
| FN | 1
Y5 | WD | 1
| WN | 1
| SPD | 1
| SPN | 1
| SD | 1
| SN | 1
| FD | 1
| FN | 1
Y6 | WD | 1
| WN | 1
| SPD | 1
| SPN | 1
| SD | 1
| SN | 1
| FD | 1
| FN | 1
Y7 | WD | 1
| WN | 1
| SPD | 1
| SPN | 1
| SD | 1
| SN | 1
| FD | 1
| FN | 1
Y8 | WD | 1
| WN | 1
| SPD | 1
| SPN | 1
| SD | 1
| SN | 1
| FD | 1
| FN | 1

## Carrier_ratio_out
| Tech_category | CRO_REF
| Technology | LFO | HFO
Years | Timesteps
Y0 | WD | 0.8 | 0.2
| WN | 0.8 | 0.2
| SPD | 0.8 | 0.2
| SPN | 0.8 | 0.2
| SD | 0.8 | 0.2
| SN | 0.8 | 0.2
| FD | 0.8 | 0.2
| FN | 0.8 | 0.2
Y1 | WD | 0.8 | 0.2
| WN | 0.8 | 0.2
| SPD | 0.8 | 0.2
| SPN | 0.8 | 0.2
| SD | 0.8 | 0.2
| SN | 0.8 | 0.2
| FD | 0.8 | 0.2
| FN | 0.8 | 0.2
Y2 | WD | 0.8 | 0.2
| WN | 0.8 | 0.2
| SPD | 0.8 | 0.2
| SPN | 0.8 | 0.2
| SD | 0.8 | 0.2
| SN | 0.8 | 0.2
| FD | 0.8 | 0.2
| FN | 0.8 | 0.2
Y3 | WD | 0.8 | 0.2
| WN | 0.8 | 0.2
| SPD | 0.8 | 0.2
| SPN | 0.8 | 0.2
| SD | 0.8 | 0.2
| SN | 0.8 | 0.2
| FD | 0.8 | 0.2
| FN | 0.8 | 0.2
Y4 | WD | 0.8 | 0.2
| WN | 0.8 | 0.2
| SPD | 0.8 | 0.2
| SPN | 0.8 | 0.2
| SD | 0.8 | 0.2
| SN | 0.8 | 0.2
| FD | 0.8 | 0.2
| FN | 0.8 | 0.2
Y5 | WD | 0.8 | 0.2
| WN | 0.8 | 0.2
| SPD | 0.8 | 0.2
| SPN | 0.8 | 0.2
| SD | 0.8 | 0.2
| SN | 0.8 | 0.2
| FD | 0.8 | 0.2
| FN | 0.8 | 0.2
Y6 | WD | 0.8 | 0.2
| WN | 0.8 | 0.2
| SPD | 0.8 | 0.2
| SPN | 0.8 | 0.2
| SD | 0.8 | 0.2
| SN | 0.8 | 0.2
| FD | 0.8 | 0.2
| FN | 0.8 | 0.2
Y7 | WD | 0.8 | 0.2
| WN | 0.8 | 0.2
| SPD | 0.8 | 0.2
| SPN | 0.8 | 0.2
| SD | 0.8 | 0.2
| SN | 0.8 | 0.2
| FD | 0.8 | 0.2
| FN | 0.8 | 0.2
Y8 | WD | 0.8 | 0.2
| WN | 0.8 | 0.2
| SPD | 0.8 | 0.2
| SPN | 0.8 | 0.2
| SD | 0.8 | 0.2
| SN | 0.8 | 0.2
| FD | 0.8 | 0.2
| FN | 0.8 | 0.2

## AnnualProd_perunit_capacity
Tech_category | Supply | [10 empty] | Conversion_plus | Conversion | [12 empty] | Transmission
Technology | CRO_EXT | CRO_IMP | NG_EXT | NG_IMP | HFO_IMP | LFO_IMP | CO_IMP | SHYD | CSP | PV_UTL | WIND | CRO_REF | CROST | HFOST | SCGT1 | CCGT1 | SCGT2 | CCGT2 | COST | BMPP | GEN_SET | IND | RES | SER | AGR | TRANS
Performance Parameter
AnnualProd_Per_UnitCapacity | 31.536 | 31.536 | 31.536 | 31.536 | 31.536 | 31.536 | 31.536 | 31.536 | 31.536 | 31.536 | 31.536 | 31.536 | 31.536 | 31.536 | 31.536 | 31.536 | 31.536 | 31.536 | 31.536 | 31.536 | 31.536 | 31.536 | 31.536 | 31.536 | 31.536 | 31.536

## Residual_capacity
Tech_category | Supply | [10 empty] | Conversion_plus | Conversion | [12 empty] | Transmission
Technology | CRO_EXT | CRO_IMP | NG_EXT | NG_IMP | HFO_IMP | LFO_IMP | CO_IMP | SHYD | CSP | PV_UTL | WIND | CRO_REF | CROST | HFOST | SCGT1 | CCGT1 | SCGT2 | CCGT2 | COST | BMPP | GEN_SET | IND | RES | SER | AGR | TRANS
Years
Y0 | 0 | 0 | 0 | 0 | 0 | 0 | 0 | 0.0304 | 0 | 0 | 0 | 7.083 | 0 | 0.49 | 0 | 0 | 0.15 | 0.469 | 0 | 0 | 0 | 0 | 0 | 0 | 0 | 0
Y1 | 0 | 0 | 0 | 0 | 0 | 0 | 0 | 0.0304 | 0 | 0 | 0 | 7.083 | 0 | 0.49 | 0 | 0 | 0.15 | 0.469 | 0 | 0 | 0 | 0 | 0 | 0 | 0 | 0
Y2 | 0 | 0 | 0 | 0 | 0 | 0 | 0 | 0.0304 | 0 | 0 | 0 | 7.083 | 0 | 0.49 | 0 | 0 | 0.15 | 0.469 | 0 | 0 | 0 | 0 | 0 | 0 | 0 | 0
Y3 | 0 | 0 | 0 | 0 | 0 | 0 | 0 | 0.0304 | 0 | 0 | 0 | 7.083 | 0 | 0.49 | 0 | 0 | 0.15 | 0.469 | 0 | 0 | 0 | 0 | 0 | 0 | 0 | 0
Y4 | 0 | 0 | 0 | 0 | 0 | 0 | 0 | 0.0304 | 0 | 0 | 0 | 7.083 | 0 | 0.49 | 0 | 0 | 0.15 | 0.469 | 0 | 0 | 0 | 0 | 0 | 0 | 0 | 0
Y5 | 0 | 0 | 0 | 0 | 0 | 0 | 0 | 0.0304 | 0 | 0 | 0 | 7.083 | 0 | 0.49 | 0 | 0 | 0.15 | 0.469 | 0 | 0 | 0 | 0 | 0 | 0 | 0 | 0
Y6 | 0 | 0 | 0 | 0 | 0 | 0 | 0 | 0.0304 | 0 | 0 | 0 | 7.083 | 0 | 0.49 | 0 | 0 | 0.15 | 0.469 | 0 | 0 | 0 | 0 | 0 | 0 | 0 | 0
Y7 | 0 | 0 | 0 | 0 | 0 | 0 | 0 | 0.0304 | 0 | 0 | 0 | 7.083 | 0 | 0.49 | 0 | 0 | 0.15 | 0.469 | 0 | 0 | 0 | 0 | 0 | 0 | 0 | 0
Y8 | 0 | 0 | 0 | 0 | 0 | 0 | 0 | 0.0304 | 0 | 0 | 0 | 7.083 | 0 | 0.49 | 0 | 0 | 0.15 | 0.469 | 0 | 0 | 0 | 0 | 0 | 0 | 0 | 0

## Capacity_factor_tech
Tech_category | Supply | [10 empty] | Conversion_plus | Conversion | [12 empty] | Transmission
Technology | CRO_EXT | CRO_IMP | NG_EXT | NG_IMP | HFO_IMP | LFO_IMP | CO_IMP | SHYD | CSP | PV_UTL | WIND | CRO_REF | CROST | HFOST | SCGT1 | CCGT1 | SCGT2 | CCGT2 | COST | BMPP | GEN_SET | IND | RES | SER | AGR | TRANS
Years
Y0 | 1 | 1 | 1 | 1 | 1 | 1 | 1 | 1 | 1 | 1 | 1 | 1 | 0.82 | 0.73 | 0.85 | 0.85 | 0.61 | 0.854 | 0.85 | 0.5 | 0.3 | 1 | 1 | 1 | 1 | 1
Y1 | 1 | 1 | 1 | 1 | 1 | 1 | 1 | 1 | 1 | 1 | 1 | 1 | 0.82 | 0.73 | 0.85 | 0.85 | 0.61 | 0.854 | 0.85 | 0.5 | 0.3 | 1 | 1 | 1 | 1 | 1
Y2 | 1 | 1 | 1 | 1 | 1 | 1 | 1 | 1 | 1 | 1 | 1 | 1 | 0.82 | 0.73 | 0.85 | 0.85 | 0.61 | 0.854 | 0.85 | 0.5 | 0.3 | 1 | 1 | 1 | 1 | 1
Y3 | 1 | 1 | 1 | 1 | 1 | 1 | 1 | 1 | 1 | 1 | 1 | 1 | 0.82 | 0.73 | 0.85 | 0.85 | 0.61 | 0.854 | 0.85 | 0.5 | 0.3 | 1 | 1 | 1 | 1 | 1
Y4 | 1 | 1 | 1 | 1 | 1 | 1 | 1 | 1 | 1 | 1 | 1 | 1 | 0.82 | 0.73 | 0.85 | 0.85 | 0.61 | 0.854 | 0.85 | 0.5 | 0.3 | 1 | 1 | 1 | 1 | 1
Y5 | 1 | 1 | 1 | 1 | 1 | 1 | 1 | 1 | 1 | 1 | 1 | 1 | 0.82 | 0.73 | 0.85 | 0.85 | 0.61 | 0.854 | 0.85 | 0.5 | 0.3 | 1 | 1 | 1 | 1 | 1
Y6 | 1 | 1 | 1 | 1 | 1 | 1 | 1 | 1 | 1 | 1 | 1 | 1 | 0.82 | 0.73 | 0.85 | 0.85 | 0.61 | 0.854 | 0.85 | 0.5 | 0.3 | 1 | 1 | 1 | 1 | 1
Y7 | 1 | 1 | 1 | 1 | 1 | 1 | 1 | 1 | 1 | 1 | 1 | 1 | 0.82 | 0.73 | 0.85 | 0.85 | 0.61 | 0.854 | 0.85 | 0.5 | 0.3 | 1 | 1 | 1 | 1 | 1
Y8 | 1 | 1 | 1 | 1 | 1 | 1 | 1 | 1 | 1 | 1 | 1 | 1 | 0.82 | 0.73 | 0.85 | 0.85 | 0.61 | 0.854 | 0.85 | 0.5 | 0.3 | 1 | 1 | 1 | 1 | 1

## capacity_factor_resource
| Tech_category | Supply | [10 empty] | Conversion_plus | Conversion | [12 empty] | Transmission
| Technology | CRO_EXT | CRO_IMP | NG_EXT | NG_IMP | HFO_IMP | LFO_IMP | CO_IMP | SHYD | CSP | PV_UTL | WIND | CRO_REF | CROST | HFOST | SCGT1 | CCGT1 | SCGT2 | CCGT2 | COST | BMPP | GEN_SET | IND | RES | SER | AGR | TRANS
Years | Timesteps
Y0 | WD | 1 | 1 | 1 | 1 | 1 | 1 | 1 | 0.114 | 0.45 | 0.459 | 0.36 | 1 | 1 | 1 | 1 | 1 | 1 | 1 | 1 | 1 | 1 | 1 | 1 | 1 | 1 | 1
| WN | 1 | 1 | 1 | 1 | 1 | 1 | 1 | 0.114 | 0 | 0 | 0.625 | 1 | 1 | 1 | 1 | 1 | 1 | 1 | 1 | 1 | 1 | 1 | 1 | 1 | 1 | 1
| SPD | 1 | 1 | 1 | 1 | 1 | 1 | 1 | 0.391 | 0.45 | 0.423 | 0.304 | 1 | 1 | 1 | 1 | 1 | 1 | 1 | 1 | 1 | 1 | 1 | 1 | 1 | 1 | 1
| SPN | 1 | 1 | 1 | 1 | 1 | 1 | 1 | 0.391 | 0 | 0 | 0.496 | 1 | 1 | 1 | 1 | 1 | 1 | 1 | 1 | 1 | 1 | 1 | 1 | 1 | 1 | 1
| SD | 1 | 1 | 1 | 1 | 1 | 1 | 1 | 0.787 | 0.45 | 0.352 | 0.207 | 1 | 1 | 1 | 1 | 1 | 1 | 1 | 1 | 1 | 1 | 1 | 1 | 1 | 1 | 1
| SN | 1 | 1 | 1 | 1 | 1 | 1 | 1 | 0.787 | 0 | 0 | 0.335 | 1 | 1 | 1 | 1 | 1 | 1 | 1 | 1 | 1 | 1 | 1 | 1 | 1 | 1 | 1
| FD | 1 | 1 | 1 | 1 | 1 | 1 | 1 | 0.391 | 0.45 | 0.424 | 0.23 | 1 | 1 | 1 | 1 | 1 | 1 | 1 | 1 | 1 | 1 | 1 | 1 | 1 | 1 | 1
| FN | 1 | 1 | 1 | 1 | 1 | 1 | 1 | 0.391 | 0 | 0 | 0.419 | 1 | 1 | 1 | 1 | 1 | 1 | 1 | 1 | 1 | 1 | 1 | 1 | 1 | 1 | 1
Y1 | WD | 1 | 1 | 1 | 1 | 1 | 1 | 1 | 0.114 | 0.45 | 0.459 | 0.36 | 1 | 1 | 1 | 1 | 1 | 1 | 1 | 1 | 1 | 1 | 1 | 1 | 1 | 1 | 1
| WN | 1 | 1 | 1 | 1 | 1 | 1 | 1 | 0.114 | 0 | 0 | 0.625 | 1 | 1 | 1 | 1 | 1 | 1 | 1 | 1 | 1 | 1 | 1 | 1 | 1 | 1 | 1
| SPD | 1 | 1 | 1 | 1 | 1 | 1 | 1 | 0.391 | 0.45 | 0.423 | 0.304 | 1 | 1 | 1 | 1 | 1 | 1 | 1 | 1 | 1 | 1 | 1 | 1 | 1 | 1 | 1
| SPN | 1 | 1 | 1 | 1 | 1 | 1 | 1 | 0.391 | 0 | 0 | 0.496 | 1 | 1 | 1 | 1 | 1 | 1 | 1 | 1 | 1 | 1 | 1 | 1 | 1 | 1 | 1
| SD | 1 | 1 | 1 | 1 | 1 | 1 | 1 | 0.787 | 0.45 | 0.352 | 0.207 | 1 | 1 | 1 | 1 | 1 | 1 | 1 | 1 | 1 | 1 | 1 | 1 | 1 | 1 | 1
| SN | 1 | 1 | 1 | 1 | 1 | 1 | 1 | 0.787 | 0 | 0 | 0.335 | 1 | 1 | 1 | 1 | 1 | 1 | 1 | 1 | 1 | 1 | 1 | 1 | 1 | 1 | 1
| FD | 1 | 1 | 1 | 1 | 1 | 1 | 1 | 0.391 | 0.45 | 0.424 | 0.23 | 1 | 1 | 1 | 1 | 1 | 1 | 1 | 1 | 1 | 1 | 1 | 1 | 1 | 1 | 1
| FN | 1 | 1 | 1 | 1 | 1 | 1 | 1 | 0.391 | 0 | 0 | 0.419 | 1 | 1 | 1 | 1 | 1 | 1 | 1 | 1 | 1 | 1 | 1 | 1 | 1 | 1 | 1
Y2 | WD | 1 | 1 | 1 | 1 | 1 | 1 | 1 | 0.114 | 0.45 | 0.459 | 0.36 | 1 | 1 | 1 | 1 | 1 | 1 | 1 | 1 | 1 | 1 | 1 | 1 | 1 | 1 | 1
| WN | 1 | 1 | 1 | 1 | 1 | 1 | 1 | 0.114 | 0 | 0 | 0.625 | 1 | 1 | 1 | 1 | 1 | 1 | 1 | 1 | 1 | 1 | 1 | 1 | 1 | 1 | 1
| SPD | 1 | 1 | 1 | 1 | 1 | 1 | 1 | 0.391 | 0.45 | 0.423 | 0.304 | 1 | 1 | 1 | 1 | 1 | 1 | 1 | 1 | 1 | 1 | 1 | 1 | 1 | 1 | 1
| SPN | 1 | 1 | 1 | 1 | 1 | 1 | 1 | 0.391 | 0 | 0 | 0.496 | 1 | 1 | 1 | 1 | 1 | 1 | 1 | 1 | 1 | 1 | 1 | 1 | 1 | 1 | 1
| SD | 1 | 1 | 1 | 1 | 1 | 1 | 1 | 0.787 | 0.45 | 0.352 | 0.207 | 1 | 1 | 1 | 1 | 1 | 1 | 1 | 1 | 1 | 1 | 1 | 1 | 1 | 1 | 1
| SN | 1 | 1 | 1 | 1 | 1 | 1 | 1 | 0.787 | 0 | 0 | 0.335 | 1 | 1 | 1 | 1 | 1 | 1 | 1 | 1 | 1 | 1 | 1 | 1 | 1 | 1 | 1
| FD | 1 | 1 | 1 | 1 | 1 | 1 | 1 | 0.391 | 0.45 | 0.424 | 0.23 | 1 | 1 | 1 | 1 | 1 | 1 | 1 | 1 | 1 | 1 | 1 | 1 | 1 | 1 | 1
| FN | 1 | 1 | 1 | 1 | 1 | 1 | 1 | 0.391 | 0 | 0 | 0.419 | 1 | 1 | 1 | 1 | 1 | 1 | 1 | 1 | 1 | 1 | 1 | 1 | 1 | 1 | 1
Y3 | WD | 1 | 1 | 1 | 1 | 1 | 1 | 1 | 0.114 | 0.45 | 0.459 | 0.36 | 1 | 1 | 1 | 1 | 1 | 1 | 1 | 1 | 1 | 1 | 1 | 1 | 1 | 1 | 1
| WN | 1 | 1 | 1 | 1 | 1 | 1 | 1 | 0.114 | 0 | 0 | 0.625 | 1 | 1 | 1 | 1 | 1 | 1 | 1 | 1 | 1 | 1 | 1 | 1 | 1 | 1 | 1
| SPD | 1 | 1 | 1 | 1 | 1 | 1 | 1 | 0.391 | 0.45 | 0.423 | 0.304 | 1 | 1 | 1 | 1 | 1 | 1 | 1 | 1 | 1 | 1 | 1 | 1 | 1 | 1 | 1
| SPN | 1 | 1 | 1 | 1 | 1 | 1 | 1 | 0.391 | 0 | 0 | 0.496 | 1 | 1 | 1 | 1 | 1 | 1 | 1 | 1 | 1 | 1 | 1 | 1 | 1 | 1 | 1
| SD | 1 | 1 | 1 | 1 | 1 | 1 | 1 | 0.787 | 0.45 | 0.352 | 0.207 | 1 | 1 | 1 | 1 | 1 | 1 | 1 | 1 | 1 | 1 | 1 | 1 | 1 | 1 | 1
| SN | 1 | 1 | 1 | 1 | 1 | 1 | 1 | 0.787 | 0 | 0 | 0.335 | 1 | 1 | 1 | 1 | 1 | 1 | 1 | 1 | 1 | 1 | 1 | 1 | 1 | 1 | 1
| FD | 1 | 1 | 1 | 1 | 1 | 1 | 1 | 0.391 | 0.45 | 0.424 | 0.23 | 1 | 1 | 1 | 1 | 1 | 1 | 1 | 1 | 1 | 1 | 1 | 1 | 1 | 1 | 1
| FN | 1 | 1 | 1 | 1 | 1 | 1 | 1 | 0.391 | 0 | 0 | 0.419 | 1 | 1 | 1 | 1 | 1 | 1 | 1 | 1 | 1 | 1 | 1 | 1 | 1 | 1 | 1
Y4 | WD | 1 | 1 | 1 | 1 | 1 | 1 | 1 | 0.114 | 0.45 | 0.459 | 0.36 | 1 | 1 | 1 | 1 | 1 | 1 | 1 | 1 | 1 | 1 | 1 | 1 | 1 | 1 | 1
| WN | 1 | 1 | 1 | 1 | 1 | 1 | 1 | 0.114 | 0 | 0 | 0.625 | 1 | 1 | 1 | 1 | 1 | 1 | 1 | 1 | 1 | 1 | 1 | 1 | 1 | 1 | 1
| SPD | 1 | 1 | 1 | 1 | 1 | 1 | 1 | 0.391 | 0.45 | 0.423 | 0.304 | 1 | 1 | 1 | 1 | 1 | 1 | 1 | 1 | 1 | 1 | 1 | 1 | 1 | 1 | 1
| SPN | 1 | 1 | 1 | 1 | 1 | 1 | 1 | 0.391 | 0 | 0 | 0.496 | 1 | 1 | 1 | 1 | 1 | 1 | 1 | 1 | 1 | 1 | 1 | 1 | 1 | 1 | 1
| SD | 1 | 1 | 1 | 1 | 1 | 1 | 1 | 0.787 | 0.45 | 0.352 | 0.207 | 1 | 1 | 1 | 1 | 1 | 1 | 1 | 1 | 1 | 1 | 1 | 1 | 1 | 1 | 1
| SN | 1 | 1 | 1 | 1 | 1 | 1 | 1 | 0.787 | 0 | 0 | 0.335 | 1 | 1 | 1 | 1 | 1 | 1 | 1 | 1 | 1 | 1 | 1 | 1 | 1 | 1 | 1
| FD | 1 | 1 | 1 | 1 | 1 | 1 | 1 | 0.391 | 0.45 | 0.424 | 0.23 | 1 | 1 | 1 | 1 | 1 | 1 | 1 | 1 | 1 | 1 | 1 | 1 | 1 | 1 | 1
| FN | 1 | 1 | 1 | 1 | 1 | 1 | 1 | 0.391 | 0 | 0 | 0.419 | 1 | 1 | 1 | 1 | 1 | 1 | 1 | 1 | 1 | 1 | 1 | 1 | 1 | 1 | 1
Y5 | WD | 1 | 1 | 1 | 1 | 1 | 1 | 1 | 0.114 | 0.45 | 0.459 | 0.36 | 1 | 1 | 1 | 1 | 1 | 1 | 1 | 1 | 1 | 1 | 1 | 1 | 1 | 1 | 1
| WN | 1 | 1 | 1 | 1 | 1 | 1 | 1 | 0.114 | 0 | 0 | 0.625 | 1 | 1 | 1 | 1 | 1 | 1 | 1 | 1 | 1 | 1 | 1 | 1 | 1 | 1 | 1
| SPD | 1 | 1 | 1 | 1 | 1 | 1 | 1 | 0.391 | 0.45 | 0.423 | 0.304 | 1 | 1 | 1 | 1 | 1 | 1 | 1 | 1 | 1 | 1 | 1 | 1 | 1 | 1 | 1
| SPN | 1 | 1 | 1 | 1 | 1 | 1 | 1 | 0.391 | 0 | 0 | 0.496 | 1 | 1 | 1 | 1 | 1 | 1 | 1 | 1 | 1 | 1 | 1 | 1 | 1 | 1 | 1
| SD | 1 | 1 | 1 | 1 | 1 | 1 | 1 | 0.787 | 0.45 | 0.352 | 0.207 | 1 | 1 | 1 | 1 | 1 | 1 | 1 | 1 | 1 | 1 | 1 | 1 | 1 | 1 | 1
| SN | 1 | 1 | 1 | 1 | 1 | 1 | 1 | 0.787 | 0 | 0 | 0.335 | 1 | 1 | 1 | 1 | 1 | 1 | 1 | 1 | 1 | 1 | 1 | 1 | 1 | 1 | 1
| FD | 1 | 1 | 1 | 1 | 1 | 1 | 1 | 0.391 | 0.45 | 0.424 | 0.23 | 1 | 1 | 1 | 1 | 1 | 1 | 1 | 1 | 1 | 1 | 1 | 1 | 1 | 1 | 1
| FN | 1 | 1 | 1 | 1 | 1 | 1 | 1 | 0.391 | 0 | 0 | 0.419 | 1 | 1 | 1 | 1 | 1 | 1 | 1 | 1 | 1 | 1 | 1 | 1 | 1 | 1 | 1
Y6 | WD | 1 | 1 | 1 | 1 | 1 | 1 | 1 | 0.114 | 0.45 | 0.459 | 0.36 | 1 | 1 | 1 | 1 | 1 | 1 | 1 | 1 | 1 | 1 | 1 | 1 | 1 | 1 | 1
| WN | 1 | 1 | 1 | 1 | 1 | 1 | 1 | 0.114 | 0 | 0 | 0.625 | 1 | 1 | 1 | 1 | 1 | 1 | 1 | 1 | 1 | 1 | 1 | 1 | 1 | 1 | 1
| SPD | 1 | 1 | 1 | 1 | 1 | 1 | 1 | 0.391 | 0.45 | 0.423 | 0.304 | 1 | 1 | 1 | 1 | 1 | 1 | 1 | 1 | 1 | 1 | 1 | 1 | 1 | 1 | 1
| SPN | 1 | 1 | 1 | 1 | 1 | 1 | 1 | 0.391 | 0 | 0 | 0.496 | 1 | 1 | 1 | 1 | 1 | 1 | 1 | 1 | 1 | 1 | 1 | 1 | 1 | 1 | 1
| SD | 1 | 1 | 1 | 1 | 1 | 1 | 1 | 0.787 | 0.45 | 0.352 | 0.207 | 1 | 1 | 1 | 1 | 1 | 1 | 1 | 1 | 1 | 1 | 1 | 1 | 1 | 1 | 1
| SN | 1 | 1 | 1 | 1 | 1 | 1 | 1 | 0.787 | 0 | 0 | 0.335 | 1 | 1 | 1 | 1 | 1 | 1 | 1 | 1 | 1 | 1 | 1 | 1 | 1 | 1 | 1
| FD | 1 | 1 | 1 | 1 | 1 | 1 | 1 | 0.391 | 0.45 | 0.424 | 0.23 | 1 | 1 | 1 | 1 | 1 | 1 | 1 | 1 | 1 | 1 | 1 | 1 | 1 | 1 | 1
| FN | 1 | 1 | 1 | 1 | 1 | 1 | 1 | 0.391 | 0 | 0 | 0.419 | 1 | 1 | 1 | 1 | 1 | 1 | 1 | 1 | 1 | 1 | 1 | 1 | 1 | 1 | 1
Y7 | WD | 1 | 1 | 1 | 1 | 1 | 1 | 1 | 0.114 | 0.45 | 0.459 | 0.36 | 1 | 1 | 1 | 1 | 1 | 1 | 1 | 1 | 1 | 1 | 1 | 1 | 1 | 1 | 1
| WN | 1 | 1 | 1 | 1 | 1 | 1 | 1 | 0.114 | 0 | 0 | 0.625 | 1 | 1 | 1 | 1 | 1 | 1 | 1 | 1 | 1 | 1 | 1 | 1 | 1 | 1 | 1
| SPD | 1 | 1 | 1 | 1 | 1 | 1 | 1 | 0.391 | 0.45 | 0.423 | 0.304 | 1 | 1 | 1 | 1 | 1 | 1 | 1 | 1 | 1 | 1 | 1 | 1 | 1 | 1 | 1
| SPN | 1 | 1 | 1 | 1 | 1 | 1 | 1 | 0.391 | 0 | 0 | 0.496 | 1 | 1 | 1 | 1 | 1 | 1 | 1 | 1 | 1 | 1 | 1 | 1 | 1 | 1 | 1
| SD | 1 | 1 | 1 | 1 | 1 | 1 | 1 | 0.787 | 0.45 | 0.352 | 0.207 | 1 | 1 | 1 | 1 | 1 | 1 | 1 | 1 | 1 | 1 | 1 | 1 | 1 | 1 | 1
| SN | 1 | 1 | 1 | 1 | 1 | 1 | 1 | 0.787 | 0 | 0 | 0.335 | 1 | 1 | 1 | 1 | 1 | 1 | 1 | 1 | 1 | 1 | 1 | 1 | 1 | 1 | 1
| FD | 1 | 1 | 1 | 1 | 1 | 1 | 1 | 0.391 | 0.45 | 0.424 | 0.23 | 1 | 1 | 1 | 1 | 1 | 1 | 1 | 1 | 1 | 1 | 1 | 1 | 1 | 1 | 1
| FN | 1 | 1 | 1 | 1 | 1 | 1 | 1 | 0.391 | 0 | 0 | 0.419 | 1 | 1 | 1 | 1 | 1 | 1 | 1 | 1 | 1 | 1 | 1 | 1 | 1 | 1 | 1
Y8 | WD | 1 | 1 | 1 | 1 | 1 | 1 | 1 | 0.114 | 0.45 | 0.459 | 0.36 | 1 | 1 | 1 | 1 | 1 | 1 | 1 | 1 | 1 | 1 | 1 | 1 | 1 | 1 | 1
| WN | 1 | 1 | 1 | 1 | 1 | 1 | 1 | 0.114 | 0 | 0 | 0.625 | 1 | 1 | 1 | 1 | 1 | 1 | 1 | 1 | 1 | 1 | 1 | 1 | 1 | 1 | 1
| SPD | 1 | 1 | 1 | 1 | 1 | 1 | 1 | 0.391 | 0.45 | 0.423 | 0.304 | 1 | 1 | 1 | 1 | 1 | 1 | 1 | 1 | 1 | 1 | 1 | 1 | 1 | 1 | 1
| SPN | 1 | 1 | 1 | 1 | 1 | 1 | 1 | 0.391 | 0 | 0 | 0.496 | 1 | 1 | 1 | 1 | 1 | 1 | 1 | 1 | 1 | 1 | 1 | 1 | 1 | 1 | 1
| SD | 1 | 1 | 1 | 1 | 1 | 1 | 1 | 0.787 | 0.45 | 0.352 | 0.207 | 1 | 1 | 1 | 1 | 1 | 1 | 1 | 1 | 1 | 1 | 1 | 1 | 1 | 1 | 1
| SN | 1 | 1 | 1 | 1 | 1 | 1 | 1 | 0.787 | 0 | 0 | 0.335 | 1 | 1 | 1 | 1 | 1 | 1 | 1 | 1 | 1 | 1 | 1 | 1 | 1 | 1 | 1
| FD | 1 | 1 | 1 | 1 | 1 | 1 | 1 | 0.391 | 0.45 | 0.424 | 0.23 | 1 | 1 | 1 | 1 | 1 | 1 | 1 | 1 | 1 | 1 | 1 | 1 | 1 | 1 | 1
| FN | 1 | 1 | 1 | 1 | 1 | 1 | 1 | 0.391 | 0 | 0 | 0.419 | 1 | 1 | 1 | 1 | 1 | 1 | 1 | 1 | 1 | 1 | 1 | 1 | 1 | 1 | 1

## Specific_emission
Tech_category | Supply | [10 empty] | Conversion_plus | Conversion
Technology | CRO_EXT | CRO_IMP | NG_EXT | NG_IMP | HFO_IMP | LFO_IMP | CO_IMP | SHYD | CSP | PV_UTL | WIND | CRO_REF | CROST | HFOST | SCGT1 | CCGT1 | SCGT2 | CCGT2 | COST | BMPP | GEN_SET | IND | RES | SER | AGR
Years
Y0 | 73300 | 73300 | 56100 | 56100 | 77400 | 69300 | 94600 | 0 | 0 | 0 | 0 | 0 | 0 | 0 | 0 | 0 | 0 | 0 | 0 | 0 | 0 | 0 | 0 | 0 | 0
Y1 | 73300 | 73300 | 56100 | 56100 | 77400 | 69300 | 94600 | 0 | 0 | 0 | 0 | 0 | 0 | 0 | 0 | 0 | 0 | 0 | 0 | 0 | 0 | 0 | 0 | 0 | 0
Y2 | 73300 | 73300 | 56100 | 56100 | 77400 | 69300 | 94600 | 0 | 0 | 0 | 0 | 0 | 0 | 0 | 0 | 0 | 0 | 0 | 0 | 0 | 0 | 0 | 0 | 0 | 0
Y3 | 73300 | 73300 | 56100 | 56100 | 77400 | 69300 | 94600 | 0 | 0 | 0 | 0 | 0 | 0 | 0 | 0 | 0 | 0 | 0 | 0 | 0 | 0 | 0 | 0 | 0 | 0
Y4 | 73300 | 73300 | 56100 | 56100 | 77400 | 69300 | 94600 | 0 | 0 | 0 | 0 | 0 | 0 | 0 | 0 | 0 | 0 | 0 | 0 | 0 | 0 | 0 | 0 | 0 | 0
Y5 | 73300 | 73300 | 56100 | 56100 | 77400 | 69300 | 94600 | 0 | 0 | 0 | 0 | 0 | 0 | 0 | 0 | 0 | 0 | 0 | 0 | 0 | 0 | 0 | 0 | 0 | 0
Y6 | 73300 | 73300 | 56100 | 56100 | 77400 | 69300 | 94600 | 0 | 0 | 0 | 0 | 0 | 0 | 0 | 0 | 0 | 0 | 0 | 0 | 0 | 0 | 0 | 0 | 0 | 0
Y7 | 73300 | 73300 | 56100 | 56100 | 77400 | 69300 | 94600 | 0 | 0 | 0 | 0 | 0 | 0 | 0 | 0 | 0 | 0 | 0 | 0 | 0 | 0 | 0 | 0 | 0 | 0
Y8 | 73300 | 73300 | 56100 | 56100 | 77400 | 69300 | 94600 | 0 | 0 | 0 | 0 | 0 | 0 | 0 | 0 | 0 | 0 | 0 | 0 | 0 | 0 | 0 | 0 | 0 | 0

## Investment_taxsub
Taxes or Subsidies | Tax | [25 empty] | Sub
Tech_category | Supply | [10 empty] | Conversion_plus | Conversion | [12 empty] | Transmission | Supply | [10 empty] | Conversion_plus | Conversion | [12 empty] | Transmission
Technology | CRO_EXT | CRO_IMP | NG_EXT | NG_IMP | HFO_IMP | LFO_IMP | CO_IMP | SHYD | CSP | PV_UTL | WIND | CRO_REF | CROST | HFOST | SCGT1 | CCGT1 | SCGT2 | CCGT2 | COST | BMPP | GEN_SET | IND | RES | SER | AGR | TRANS | CRO_EXT | CRO_IMP | NG_EXT | NG_IMP | HFO_IMP | LFO_IMP | CO_IMP | SHYD | CSP | PV_UTL | WIND | CRO_REF | CROST | HFOST | SCGT1 | CCGT1 | SCGT2 | CCGT2 | COST | BMPP | GEN_SET | IND | RES | SER | AGR | TRANS
Years
Y0 | 0 | 0 | 0 | 0 | 0 | 0 | 0 | 0 | 0 | 0 | 0 | 0 | 0 | 0 | 0 | 0 | 0 | 0 | 0 | 0 | 0 | 0 | 0 | 0 | 0 | 0 | 0 | 0 | 0 | 0 | 0 | 0 | 0 | 0 | 0 | 0 | 0 | 0 | 0 | 0 | 0 | 0 | 0 | 0 | 0 | 0 | 0 | 0 | 0 | 0 | 0 | 0
Y1 | 0 | 0 | 0 | 0 | 0 | 0 | 0 | 0 | 0 | 0 | 0 | 0 | 0 | 0 | 0 | 0 | 0 | 0 | 0 | 0 | 0 | 0 | 0 | 0 | 0 | 0 | 0 | 0 | 0 | 0 | 0 | 0 | 0 | 0 | 0 | 0 | 0 | 0 | 0 | 0 | 0 | 0 | 0 | 0 | 0 | 0 | 0 | 0 | 0 | 0 | 0 | 0
Y2 | 0 | 0 | 0 | 0 | 0 | 0 | 0 | 0 | 0 | 0 | 0 | 0 | 0 | 0 | 0 | 0 | 0 | 0 | 0 | 0 | 0 | 0 | 0 | 0 | 0 | 0 | 0 | 0 | 0 | 0 | 0 | 0 | 0 | 0 | 0 | 0 | 0 | 0 | 0 | 0 | 0 | 0 | 0 | 0 | 0 | 0 | 0 | 0 | 0 | 0 | 0 | 0
Y3 | 0 | 0 | 0 | 0 | 0 | 0 | 0 | 0 | 0 | 0 | 0 | 0 | 0 | 0 | 0 | 0 | 0 | 0 | 0 | 0 | 0 | 0 | 0 | 0 | 0 | 0 | 0 | 0 | 0 | 0 | 0 | 0 | 0 | 0 | 0 | 0 | 0 | 0 | 0 | 0 | 0 | 0 | 0 | 0 | 0 | 0 | 0 | 0 | 0 | 0 | 0 | 0
Y4 | 0 | 0 | 0 | 0 | 0 | 0 | 0 | 0 | 0 | 0 | 0 | 0 | 0 | 0 | 0 | 0 | 0 | 0 | 0 | 0 | 0 | 0 | 0 | 0 | 0 | 0 | 0 | 0 | 0 | 0 | 0 | 0 | 0 | 0 | 0 | 0 | 0 | 0 | 0 | 0 | 0 | 0 | 0 | 0 | 0 | 0 | 0 | 0 | 0 | 0 | 0 | 0
Y5 | 0 | 0 | 0 | 0 | 0 | 0 | 0 | 0 | 0 | 0 | 0 | 0 | 0 | 0 | 0 | 0 | 0 | 0 | 0 | 0 | 0 | 0 | 0 | 0 | 0 | 0 | 0 | 0 | 0 | 0 | 0 | 0 | 0 | 0 | 0 | 0 | 0 | 0 | 0 | 0 | 0 | 0 | 0 | 0 | 0 | 0 | 0 | 0 | 0 | 0 | 0 | 0
Y6 | 0 | 0 | 0 | 0 | 0 | 0 | 0 | 0 | 0 | 0 | 0 | 0 | 0 | 0 | 0 | 0 | 0 | 0 | 0 | 0 | 0 | 0 | 0 | 0 | 0 | 0 | 0 | 0 | 0 | 0 | 0 | 0 | 0 | 0 | 0 | 0 | 0 | 0 | 0 | 0 | 0 | 0 | 0 | 0 | 0 | 0 | 0 | 0 | 0 | 0 | 0 | 0
Y7 | 0 | 0 | 0 | 0 | 0 | 0 | 0 | 0 | 0 | 0 | 0 | 0 | 0 | 0 | 0 | 0 | 0 | 0 | 0 | 0 | 0 | 0 | 0 | 0 | 0 | 0 | 0 | 0 | 0 | 0 | 0 | 0 | 0 | 0 | 0 | 0 | 0 | 0 | 0 | 0 | 0 | 0 | 0 | 0 | 0 | 0 | 0 | 0 | 0 | 0 | 0 | 0
Y8 | 0 | 0 | 0 | 0 | 0 | 0 | 0 | 0 | 0 | 0 | 0 | 0 | 0 | 0 | 0 | 0 | 0 | 0 | 0 | 0 | 0 | 0 | 0 | 0 | 0 | 0 | 0 | 0 | 0 | 0 | 0 | 0 | 0 | 0 | 0 | 0 | 0 | 0 | 0 | 0 | 0 | 0 | 0 | 0 | 0 | 0 | 0 | 0 | 0 | 0 | 0 | 0

## Fix_taxsub
Taxes or Subsidies | Tax | [25 empty] | Sub
Tech_category | Supply | [10 empty] | Conversion_plus | Conversion | [12 empty] | Transmission | Supply | [10 empty] | Conversion_plus | Conversion | [12 empty] | Transmission
Technology | CRO_EXT | CRO_IMP | NG_EXT | NG_IMP | HFO_IMP | LFO_IMP | CO_IMP | SHYD | CSP | PV_UTL | WIND | CRO_REF | CROST | HFOST | SCGT1 | CCGT1 | SCGT2 | CCGT2 | COST | BMPP | GEN_SET | IND | RES | SER | AGR | TRANS | CRO_EXT | CRO_IMP | NG_EXT | NG_IMP | HFO_IMP | LFO_IMP | CO_IMP | SHYD | CSP | PV_UTL | WIND | CRO_REF | CROST | HFOST | SCGT1 | CCGT1 | SCGT2 | CCGT2 | COST | BMPP | GEN_SET | IND | RES | SER | AGR | TRANS
Years
Y0 | 0 | 0 | 0 | 0 | 0 | 0 | 0 | 0 | 0 | 0 | 0 | 0 | 0 | 0 | 0 | 0 | 0 | 0 | 0 | 0 | 0 | 0 | 0 | 0 | 0 | 0 | 0 | 0 | 0 | 0 | 0 | 0 | 0 | 0 | 0 | 0 | 0 | 0 | 0 | 0 | 0 | 0 | 0 | 0 | 0 | 0 | 0 | 0 | 0 | 0 | 0 | 0
Y1 | 0 | 0 | 0 | 0 | 0 | 0 | 0 | 0 | 0 | 0 | 0 | 0 | 0 | 0 | 0 | 0 | 0 | 0 | 0 | 0 | 0 | 0 | 0 | 0 | 0 | 0 | 0 | 0 | 0 | 0 | 0 | 0 | 0 | 0 | 0 | 0 | 0 | 0 | 0 | 0 | 0 | 0 | 0 | 0 | 0 | 0 | 0 | 0 | 0 | 0 | 0 | 0
Y2 | 0 | 0 | 0 | 0 | 0 | 0 | 0 | 0 | 0 | 0 | 0 | 0 | 0 | 0 | 0 | 0 | 0 | 0 | 0 | 0 | 0 | 0 | 0 | 0 | 0 | 0 | 0 | 0 | 0 | 0 | 0 | 0 | 0 | 0 | 0 | 0 | 0 | 0 | 0 | 0 | 0 | 0 | 0 | 0 | 0 | 0 | 0 | 0 | 0 | 0 | 0 | 0
Y3 | 0 | 0 | 0 | 0 | 0 | 0 | 0 | 0 | 0 | 0 | 0 | 0 | 0 | 0 | 0 | 0 | 0 | 0 | 0 | 0 | 0 | 0 | 0 | 0 | 0 | 0 | 0 | 0 | 0 | 0 | 0 | 0 | 0 | 0 | 0 | 0 | 0 | 0 | 0 | 0 | 0 | 0 | 0 | 0 | 0 | 0 | 0 | 0 | 0 | 0 | 0 | 0
Y4 | 0 | 0 | 0 | 0 | 0 | 0 | 0 | 0 | 0 | 0 | 0 | 0 | 0 | 0 | 0 | 0 | 0 | 0 | 0 | 0 | 0 | 0 | 0 | 0 | 0 | 0 | 0 | 0 | 0 | 0 | 0 | 0 | 0 | 0 | 0 | 0 | 0 | 0 | 0 | 0 | 0 | 0 | 0 | 0 | 0 | 0 | 0 | 0 | 0 | 0 | 0 | 0
Y5 | 0 | 0 | 0 | 0 | 0 | 0 | 0 | 0 | 0 | 0 | 0 | 0 | 0 | 0 | 0 | 0 | 0 | 0 | 0 | 0 | 0 | 0 | 0 | 0 | 0 | 0 | 0 | 0 | 0 | 0 | 0 | 0 | 0 | 0 | 0 | 0 | 0 | 0 | 0 | 0 | 0 | 0 | 0 | 0 | 0 | 0 | 0 | 0 | 0 | 0 | 0 | 0
Y6 | 0 | 0 | 0 | 0 | 0 | 0 | 0 | 0 | 0 | 0 | 0 | 0 | 0 | 0 | 0 | 0 | 0 | 0 | 0 | 0 | 0 | 0 | 0 | 0 | 0 | 0 | 0 | 0 | 0 | 0 | 0 | 0 | 0 | 0 | 0 | 0 | 0 | 0 | 0 | 0 | 0 | 0 | 0 | 0 | 0 | 0 | 0 | 0 | 0 | 0 | 0 | 0
Y7 | 0 | 0 | 0 | 0 | 0 | 0 | 0 | 0 | 0 | 0 | 0 | 0 | 0 | 0 | 0 | 0 | 0 | 0 | 0 | 0 | 0 | 0 | 0 | 0 | 0 | 0 | 0 | 0 | 0 | 0 | 0 | 0 | 0 | 0 | 0 | 0 | 0 | 0 | 0 | 0 | 0 | 0 | 0 | 0 | 0 | 0 | 0 | 0 | 0 | 0 | 0 | 0
Y8 | 0 | 0 | 0 | 0 | 0 | 0 | 0 | 0 | 0 | 0 | 0 | 0 | 0 | 0 | 0 | 0 | 0 | 0 | 0 | 0 | 0 | 0 | 0 | 0 | 0 | 0 | 0 | 0 | 0 | 0 | 0 | 0 | 0 | 0 | 0 | 0 | 0 | 0 | 0 | 0 | 0 | 0 | 0 | 0 | 0 | 0 | 0 | 0 | 0 | 0 | 0 | 0

## Carbon_tax
Tech_category | Supply | [10 empty] | Conversion_plus | Conversion
Technology | CRO_EXT | CRO_IMP | NG_EXT | NG_IMP | HFO_IMP | LFO_IMP | CO_IMP | SHYD | CSP | PV_UTL | WIND | CRO_REF | CROST | HFOST | SCGT1 | CCGT1 | SCGT2 | CCGT2 | COST | BMPP | GEN_SET | IND | RES | SER | AGR
Years
Y0 | 0 | 0 | 0 | 0 | 0 | 0 | 0 | 0 | 0 | 0 | 0 | 0 | 0 | 0 | 0 | 0 | 0 | 0 | 0 | 0 | 0 | 0 | 0 | 0 | 0
Y1 | 0 | 0 | 0 | 0 | 0 | 0 | 0 | 0 | 0 | 0 | 0 | 0 | 0 | 0 | 0 | 0 | 0 | 0 | 0 | 0 | 0 | 0 | 0 | 0 | 0
Y2 | 0 | 0 | 0 | 0 | 0 | 0 | 0 | 0 | 0 | 0 | 0 | 0 | 0 | 0 | 0 | 0 | 0 | 0 | 0 | 0 | 0 | 0 | 0 | 0 | 0
Y3 | 0 | 0 | 0 | 0 | 0 | 0 | 0 | 0 | 0 | 0 | 0 | 0 | 0 | 0 | 0 | 0 | 0 | 0 | 0 | 0 | 0 | 0 | 0 | 0 | 0
Y4 | 0 | 0 | 0 | 0 | 0 | 0 | 0 | 0 | 0 | 0 | 0 | 0 | 0 | 0 | 0 | 0 | 0 | 0 | 0 | 0 | 0 | 0 | 0 | 0 | 0
Y5 | 0 | 0 | 0 | 0 | 0 | 0 | 0 | 0 | 0 | 0 | 0 | 0 | 0 | 0 | 0 | 0 | 0 | 0 | 0 | 0 | 0 | 0 | 0 | 0 | 0
Y6 | 0 | 0 | 0 | 0 | 0 | 0 | 0 | 0 | 0 | 0 | 0 | 0 | 0 | 0 | 0 | 0 | 0 | 0 | 0 | 0 | 0 | 0 | 0 | 0 | 0
Y7 | 0 | 0 | 0 | 0 | 0 | 0 | 0 | 0 | 0 | 0 | 0 | 0 | 0 | 0 | 0 | 0 | 0 | 0 | 0 | 0 | 0 | 0 | 0 | 0 | 0
Y8 | 0 | 0 | 0 | 0 | 0 | 0 | 0 | 0 | 0 | 0 | 0 | 0 | 0 | 0 | 0 | 0 | 0 | 0 | 0 | 0 | 0 | 0 | 0 | 0 | 0

## Min_newcap
Tech_category | Supply | [10 empty] | Conversion_plus | Conversion | [12 empty] | Transmission
Technology | CRO_EXT | CRO_IMP | NG_EXT | NG_IMP | HFO_IMP | LFO_IMP | CO_IMP | SHYD | CSP | PV_UTL | WIND | CRO_REF | CROST | HFOST | SCGT1 | CCGT1 | SCGT2 | CCGT2 | COST | BMPP | GEN_SET | IND | RES | SER | AGR | TRANS
Years
Y0 | 0 | 0 | 0 | 0 | 0 | 0 | 0 | 0 | 0 | 0 | 0 | 0 | 0 | 0 | 0 | 0 | 0 | 0 | 0 | 0 | 0 | 0 | 0 | 0 | 0 | 0
Y1 | 0 | 0 | 0 | 0 | 0 | 0 | 0 | 0 | 0 | 0 | 0 | 0 | 0 | 0 | 0 | 0 | 0 | 0 | 0 | 0 | 0 | 0 | 0 | 0 | 0 | 0
Y2 | 0 | 0 | 0 | 0 | 0 | 0 | 0 | 0 | 0 | 0 | 0 | 0 | 0 | 0 | 0 | 0 | 0 | 0 | 0 | 0 | 0 | 0 | 0 | 0 | 0 | 0
Y3 | 0 | 0 | 0 | 0 | 0 | 0 | 0 | 0 | 0 | 0 | 0 | 0 | 0 | 0 | 0 | 0 | 0 | 0 | 0 | 0 | 0 | 0 | 0 | 0 | 0 | 0
Y4 | 0 | 0 | 0 | 0 | 0 | 0 | 0 | 0 | 0 | 0 | 0 | 0 | 0 | 0 | 0 | 0 | 0 | 0 | 0 | 0 | 0 | 0 | 0 | 0 | 0 | 0
Y5 | 0 | 0 | 0 | 0 | 0 | 0 | 0 | 0 | 0 | 0 | 0 | 0 | 0 | 0 | 0 | 0 | 0 | 0 | 0 | 0 | 0 | 0 | 0 | 0 | 0 | 0
Y6 | 0 | 0 | 0 | 0 | 0 | 0 | 0 | 0 | 0 | 0 | 0 | 0 | 0 | 0 | 0 | 0 | 0 | 0 | 0 | 0 | 0 | 0 | 0 | 0 | 0 | 0
Y7 | 0 | 0 | 0 | 0 | 0 | 0 | 0 | 0 | 0 | 0 | 0 | 0 | 0 | 0 | 0 | 0 | 0 | 0 | 0 | 0 | 0 | 0 | 0 | 0 | 0 | 0
Y8 | 0 | 0 | 0 | 0 | 0 | 0 | 0 | 0 | 0 | 0 | 0 | 0 | 0 | 0 | 0 | 0 | 0 | 0 | 0 | 0 | 0 | 0 | 0 | 0 | 0 | 0

## Max_newcap
Tech_category | Supply | [10 empty] | Conversion_plus | Conversion | [12 empty] | Transmission
Technology | CRO_EXT | CRO_IMP | NG_EXT | NG_IMP | HFO_IMP | LFO_IMP | CO_IMP | SHYD | CSP | PV_UTL | WIND | CRO_REF | CROST | HFOST | SCGT1 | CCGT1 | SCGT2 | CCGT2 | COST | BMPP | GEN_SET | IND | RES | SER | AGR | TRANS
Years
Y0 | 10000000000 | 10000000000 | 10000000000 | 10000000000 | 10000000000 | 10000000000 | 10000000000 | 10000000000 | 10000000000 | 10000000000 | 10000000000 | 10000000000 | 10000000000 | 10000000000 | 10000000000 | 10000000000 | 10000000000 | 10000000000 | 10000000000 | 10000000000 | 10000000000 | 10000000000 | 10000000000 | 10000000000 | 10000000000 | 10000000000
Y1 | 10000000000 | 10000000000 | 10000000000 | 10000000000 | 10000000000 | 10000000000 | 10000000000 | 10000000000 | 10000000000 | 10000000000 | 10000000000 | 10000000000 | 10000000000 | 10000000000 | 10000000000 | 10000000000 | 10000000000 | 10000000000 | 10000000000 | 10000000000 | 10000000000 | 10000000000 | 10000000000 | 10000000000 | 10000000000 | 10000000000
Y2 | 10000000000 | 10000000000 | 10000000000 | 10000000000 | 10000000000 | 10000000000 | 10000000000 | 10000000000 | 10000000000 | 10000000000 | 10000000000 | 10000000000 | 10000000000 | 10000000000 | 10000000000 | 10000000000 | 10000000000 | 10000000000 | 10000000000 | 10000000000 | 10000000000 | 10000000000 | 10000000000 | 10000000000 | 10000000000 | 10000000000
Y3 | 10000000000 | 10000000000 | 10000000000 | 10000000000 | 10000000000 | 10000000000 | 10000000000 | 10000000000 | 10000000000 | 10000000000 | 10000000000 | 10000000000 | 10000000000 | 10000000000 | 10000000000 | 10000000000 | 10000000000 | 10000000000 | 10000000000 | 10000000000 | 10000000000 | 10000000000 | 10000000000 | 10000000000 | 10000000000 | 10000000000
Y4 | 10000000000 | 10000000000 | 10000000000 | 10000000000 | 10000000000 | 10000000000 | 10000000000 | 10000000000 | 10000000000 | 10000000000 | 10000000000 | 10000000000 | 10000000000 | 10000000000 | 10000000000 | 10000000000 | 10000000000 | 10000000000 | 10000000000 | 10000000000 | 10000000000 | 10000000000 | 10000000000 | 10000000000 | 10000000000 | 10000000000
Y5 | 10000000000 | 10000000000 | 10000000000 | 10000000000 | 10000000000 | 10000000000 | 10000000000 | 10000000000 | 10000000000 | 10000000000 | 10000000000 | 10000000000 | 10000000000 | 10000000000 | 10000000000 | 10000000000 | 10000000000 | 10000000000 | 10000000000 | 10000000000 | 10000000000 | 10000000000 | 10000000000 | 10000000000 | 10000000000 | 10000000000
Y6 | 10000000000 | 10000000000 | 10000000000 | 10000000000 | 10000000000 | 10000000000 | 10000000000 | 10000000000 | 10000000000 | 10000000000 | 10000000000 | 10000000000 | 10000000000 | 10000000000 | 10000000000 | 10000000000 | 10000000000 | 10000000000 | 10000000000 | 10000000000 | 10000000000 | 10000000000 | 10000000000 | 10000000000 | 10000000000 | 10000000000
Y7 | 10000000000 | 10000000000 | 10000000000 | 10000000000 | 10000000000 | 10000000000 | 10000000000 | 10000000000 | 10000000000 | 10000000000 | 10000000000 | 10000000000 | 10000000000 | 10000000000 | 10000000000 | 10000000000 | 10000000000 | 10000000000 | 10000000000 | 10000000000 | 10000000000 | 10000000000 | 10000000000 | 10000000000 | 10000000000 | 10000000000
Y8 | 10000000000 | 10000000000 | 10000000000 | 10000000000 | 10000000000 | 10000000000 | 10000000000 | 10000000000 | 10000000000 | 10000000000 | 10000000000 | 10000000000 | 10000000000 | 10000000000 | 10000000000 | 10000000000 | 10000000000 | 10000000000 | 10000000000 | 10000000000 | 10000000000 | 10000000000 | 10000000000 | 10000000000 | 10000000000 | 10000000000

## Min_totalcap
Tech_category | Supply | [10 empty] | Conversion_plus | Conversion | [12 empty] | Transmission
Technology | CRO_EXT | CRO_IMP | NG_EXT | NG_IMP | HFO_IMP | LFO_IMP | CO_IMP | SHYD | CSP | PV_UTL | WIND | CRO_REF | CROST | HFOST | SCGT1 | CCGT1 | SCGT2 | CCGT2 | COST | BMPP | GEN_SET | IND | RES | SER | AGR | TRANS
Years
Y0 | 0 | 0 | 0 | 0 | 0 | 0 | 0 | 0 | 0 | 0 | 0 | 0 | 0 | 0 | 0 | 0 | 0 | 0 | 0 | 0 | 0 | 0 | 0 | 0 | 0 | 0
Y1 | 0 | 0 | 0 | 0 | 0 | 0 | 0 | 0 | 0 | 0 | 0 | 0 | 0 | 0 | 0 | 0 | 0 | 0 | 0 | 0 | 0 | 0 | 0 | 0 | 0 | 0
Y2 | 0 | 0 | 0 | 0 | 0 | 0 | 0 | 0 | 0 | 0 | 0 | 0 | 0 | 0 | 0 | 0 | 0 | 0 | 0 | 0 | 0 | 0 | 0 | 0 | 0 | 0
Y3 | 0 | 0 | 0 | 0 | 0 | 0 | 0 | 0 | 0 | 0 | 0 | 0 | 0 | 0 | 0 | 0 | 0 | 0 | 0 | 0 | 0 | 0 | 0 | 0 | 0 | 0
Y4 | 0 | 0 | 0 | 0 | 0 | 0 | 0 | 0 | 0 | 0 | 0 | 0 | 0 | 0 | 0 | 0 | 0 | 0 | 0 | 0 | 0 | 0 | 0 | 0 | 0 | 0
Y5 | 0 | 0 | 0 | 0 | 0 | 0 | 0 | 0 | 0 | 0 | 0 | 0 | 0 | 0 | 0 | 0 | 0 | 0 | 0 | 0 | 0 | 0 | 0 | 0 | 0 | 0
Y6 | 0 | 0 | 0 | 0 | 0 | 0 | 0 | 0 | 0 | 0 | 0 | 0 | 0 | 0 | 0 | 0 | 0 | 0 | 0 | 0 | 0 | 0 | 0 | 0 | 0 | 0
Y7 | 0 | 0 | 0 | 0 | 0 | 0 | 0 | 0 | 0 | 0 | 0 | 0 | 0 | 0 | 0 | 0 | 0 | 0 | 0 | 0 | 0 | 0 | 0 | 0 | 0 | 0
Y8 | 0 | 0 | 0 | 0 | 0 | 0 | 0 | 0 | 0 | 0 | 0 | 0 | 0 | 0 | 0 | 0 | 0 | 0 | 0 | 0 | 0 | 0 | 0 | 0 | 0 | 0

## Max_totalcap
Tech_category | Supply | [10 empty] | Conversion_plus | Conversion | [12 empty] | Transmission
Technology | CRO_EXT | CRO_IMP | NG_EXT | NG_IMP | HFO_IMP | LFO_IMP | CO_IMP | SHYD | CSP | PV_UTL | WIND | CRO_REF | CROST | HFOST | SCGT1 | CCGT1 | SCGT2 | CCGT2 | COST | BMPP | GEN_SET | IND | RES | SER | AGR | TRANS
Years
Y0 | 10000000000 | 10000000000 | 10000000000 | 10000000000 | 10000000000 | 10000000000 | 10000000000 | 0.0304 | 10000000000 | 2594.69 | 51.38 | 10000000000 | 10000000000 | 10000000000 | 10000000000 | 10000000000 | 10000000000 | 10000000000 | 10000000000 | 10000000000 | 10000000000 | 10000000000 | 10000000000 | 10000000000 | 10000000000 | 10000000000
Y1 | 10000000000 | 10000000000 | 10000000000 | 10000000000 | 10000000000 | 10000000000 | 10000000000 | 0.0304 | 10000000000 | 2594.69 | 51.38 | 10000000000 | 10000000000 | 10000000000 | 10000000000 | 10000000000 | 10000000000 | 10000000000 | 10000000000 | 10000000000 | 10000000000 | 10000000000 | 10000000000 | 10000000000 | 10000000000 | 10000000000
Y2 | 10000000000 | 10000000000 | 10000000000 | 10000000000 | 10000000000 | 10000000000 | 10000000000 | 0.0304 | 10000000000 | 2594.69 | 51.38 | 10000000000 | 10000000000 | 10000000000 | 10000000000 | 10000000000 | 10000000000 | 10000000000 | 10000000000 | 10000000000 | 10000000000 | 10000000000 | 10000000000 | 10000000000 | 10000000000 | 10000000000
Y3 | 10000000000 | 10000000000 | 10000000000 | 10000000000 | 10000000000 | 10000000000 | 10000000000 | 0.0304 | 10000000000 | 2594.69 | 51.38 | 10000000000 | 10000000000 | 10000000000 | 10000000000 | 10000000000 | 10000000000 | 10000000000 | 10000000000 | 10000000000 | 10000000000 | 10000000000 | 10000000000 | 10000000000 | 10000000000 | 10000000000
Y4 | 10000000000 | 10000000000 | 10000000000 | 10000000000 | 10000000000 | 10000000000 | 10000000000 | 0.0304 | 10000000000 | 2594.69 | 51.38 | 10000000000 | 10000000000 | 10000000000 | 10000000000 | 10000000000 | 10000000000 | 10000000000 | 10000000000 | 10000000000 | 10000000000 | 10000000000 | 10000000000 | 10000000000 | 10000000000 | 10000000000
Y5 | 10000000000 | 10000000000 | 10000000000 | 10000000000 | 10000000000 | 10000000000 | 10000000000 | 0.0304 | 10000000000 | 2594.69 | 51.38 | 10000000000 | 10000000000 | 10000000000 | 10000000000 | 10000000000 | 10000000000 | 10000000000 | 10000000000 | 10000000000 | 10000000000 | 10000000000 | 10000000000 | 10000000000 | 10000000000 | 10000000000
Y6 | 10000000000 | 10000000000 | 10000000000 | 10000000000 | 10000000000 | 10000000000 | 10000000000 | 0.0304 | 10000000000 | 2594.69 | 51.38 | 10000000000 | 10000000000 | 10000000000 | 10000000000 | 10000000000 | 10000000000 | 10000000000 | 10000000000 | 10000000000 | 10000000000 | 10000000000 | 10000000000 | 10000000000 | 10000000000 | 10000000000
Y7 | 10000000000 | 10000000000 | 10000000000 | 10000000000 | 10000000000 | 10000000000 | 10000000000 | 0.0304 | 10000000000 | 2594.69 | 51.38 | 10000000000 | 10000000000 | 10000000000 | 10000000000 | 10000000000 | 10000000000 | 10000000000 | 10000000000 | 10000000000 | 10000000000 | 10000000000 | 10000000000 | 10000000000 | 10000000000 | 10000000000
Y8 | 10000000000 | 10000000000 | 10000000000 | 10000000000 | 10000000000 | 10000000000 | 10000000000 | 0.0304 | 10000000000 | 2594.69 | 51.38 | 10000000000 | 10000000000 | 10000000000 | 10000000000 | 10000000000 | 10000000000 | 10000000000 | 10000000000 | 10000000000 | 10000000000 | 10000000000 | 10000000000 | 10000000000 | 10000000000 | 10000000000

## Min_production
Tech_category | Supply | [10 empty] | Conversion_plus | Conversion
Technology | CRO_EXT | CRO_IMP | NG_EXT | NG_IMP | HFO_IMP | LFO_IMP | CO_IMP | SHYD | CSP | PV_UTL | WIND | CRO_REF | CROST | HFOST | SCGT1 | CCGT1 | SCGT2 | CCGT2 | COST | BMPP | GEN_SET | IND | RES | SER | AGR
Years
Y0 | 0 | 0 | 0 | 0 | 0 | 0 | 0 | 0 | 0 | 0 | 0 | 0 | 0 | 0 | 0 | 0 | 0 | 0 | 0 | 0 | 0 | 0 | 0 | 0 | 0
Y1 | 0 | 0 | 0 | 0 | 0 | 0 | 0 | 0 | 0 | 0 | 0 | 0 | 0 | 0 | 0 | 0 | 0 | 0 | 0 | 0 | 0 | 0 | 0 | 0 | 0
Y2 | 0 | 0 | 0 | 0 | 0 | 0 | 0 | 0 | 0 | 0 | 0 | 0 | 0 | 0 | 0 | 0 | 0 | 0 | 0 | 0 | 0 | 0 | 0 | 0 | 0
Y3 | 0 | 0 | 0 | 0 | 0 | 0 | 0 | 0 | 0 | 0 | 0 | 0 | 0 | 0 | 0 | 0 | 0 | 0 | 0 | 0 | 0 | 0 | 0 | 0 | 0
Y4 | 0 | 0 | 0 | 0 | 0 | 0 | 0 | 0 | 0 | 0 | 0 | 0 | 0 | 0 | 0 | 0 | 0 | 0 | 0 | 0 | 0 | 0 | 0 | 0 | 0
Y5 | 0 | 0 | 0 | 0 | 0 | 0 | 0 | 0 | 0 | 0 | 0 | 0 | 0 | 0 | 0 | 0 | 0 | 0 | 0 | 0 | 0 | 0 | 0 | 0 | 0
Y6 | 0 | 0 | 0 | 0 | 0 | 0 | 0 | 0 | 0 | 0 | 0 | 0 | 0 | 0 | 0 | 0 | 0 | 0 | 0 | 0 | 0 | 0 | 0 | 0 | 0
Y7 | 0 | 0 | 0 | 0 | 0 | 0 | 0 | 0 | 0 | 0 | 0 | 0 | 0 | 0 | 0 | 0 | 0 | 0 | 0 | 0 | 0 | 0 | 0 | 0 | 0
Y8 | 0 | 0 | 0 | 0 | 0 | 0 | 0 | 0 | 0 | 0 | 0 | 0 | 0 | 0 | 0 | 0 | 0 | 0 | 0 | 0 | 0 | 0 | 0 | 0 | 0

## Max_production
Tech_category | Supply | [10 empty] | Conversion_plus | Conversion
Technology | CRO_EXT | CRO_IMP | NG_EXT | NG_IMP | HFO_IMP | LFO_IMP | CO_IMP | SHYD | CSP | PV_UTL | WIND | CRO_REF | CROST | HFOST | SCGT1 | CCGT1 | SCGT2 | CCGT2 | COST | BMPP | GEN_SET | IND | RES | SER | AGR
Years
Y0 | 367.2 | 1e+20 | 1378.8 | 1e+20 | 1e+20 | 1e+20 | 1e+20 | 1e+20 | 1e+20 | 1e+20 | 1e+20 | 1e+20 | 1e+20 | 1e+20 | 1e+20 | 1e+20 | 1e+20 | 1e+20 | 1e+20 | 1e+20 | 1e+20 | 1e+20 | 1e+20 | 1e+20 | 1e+20
Y1 | 367.2 | 1e+20 | 1378.8 | 1e+20 | 1e+20 | 1e+20 | 1e+20 | 1e+20 | 1e+20 | 1e+20 | 1e+20 | 1e+20 | 1e+20 | 1e+20 | 1e+20 | 1e+20 | 1e+20 | 1e+20 | 1e+20 | 1e+20 | 1e+20 | 1e+20 | 1e+20 | 1e+20 | 1e+20
Y2 | 367.2 | 1e+20 | 1378.8 | 1e+20 | 1e+20 | 1e+20 | 1e+20 | 1e+20 | 1e+20 | 1e+20 | 1e+20 | 1e+20 | 1e+20 | 1e+20 | 1e+20 | 1e+20 | 1e+20 | 1e+20 | 1e+20 | 1e+20 | 1e+20 | 1e+20 | 1e+20 | 1e+20 | 1e+20
Y3 | 367.2 | 1e+20 | 1378.8 | 1e+20 | 1e+20 | 1e+20 | 1e+20 | 1e+20 | 1e+20 | 1e+20 | 1e+20 | 1e+20 | 1e+20 | 1e+20 | 1e+20 | 1e+20 | 1e+20 | 1e+20 | 1e+20 | 1e+20 | 1e+20 | 1e+20 | 1e+20 | 1e+20 | 1e+20
Y4 | 367.2 | 1e+20 | 1378.8 | 1e+20 | 1e+20 | 1e+20 | 1e+20 | 1e+20 | 1e+20 | 1e+20 | 1e+20 | 1e+20 | 1e+20 | 1e+20 | 1e+20 | 1e+20 | 1e+20 | 1e+20 | 1e+20 | 1e+20 | 1e+20 | 1e+20 | 1e+20 | 1e+20 | 1e+20
Y5 | 367.2 | 1e+20 | 1378.8 | 1e+20 | 1e+20 | 1e+20 | 1e+20 | 1e+20 | 1e+20 | 1e+20 | 1e+20 | 1e+20 | 1e+20 | 1e+20 | 1e+20 | 1e+20 | 1e+20 | 1e+20 | 1e+20 | 1e+20 | 1e+20 | 1e+20 | 1e+20 | 1e+20 | 1e+20
Y6 | 367.2 | 1e+20 | 1378.8 | 1e+20 | 1e+20 | 1e+20 | 1e+20 | 1e+20 | 1e+20 | 1e+20 | 1e+20 | 1e+20 | 1e+20 | 1e+20 | 1e+20 | 1e+20 | 1e+20 | 1e+20 | 1e+20 | 1e+20 | 1e+20 | 1e+20 | 1e+20 | 1e+20 | 1e+20
Y7 | 367.2 | 1e+20 | 1378.8 | 1e+20 | 1e+20 | 1e+20 | 1e+20 | 1e+20 | 1e+20 | 1e+20 | 1e+20 | 1e+20 | 1e+20 | 1e+20 | 1e+20 | 1e+20 | 1e+20 | 1e+20 | 1e+20 | 1e+20 | 1e+20 | 1e+20 | 1e+20 | 1e+20 | 1e+20
Y8 | 367.2 | 1e+20 | 1378.8 | 1e+20 | 1e+20 | 1e+20 | 1e+20 | 1e+20 | 1e+20 | 1e+20 | 1e+20 | 1e+20 | 1e+20 | 1e+20 | 1e+20 | 1e+20 | 1e+20 | 1e+20 | 1e+20 | 1e+20 | 1e+20 | 1e+20 | 1e+20 | 1e+20 | 1e+20

## Min_production_h
| Tech_category | Supply | [10 empty] | Conversion_plus | Conversion
| Technology | CRO_EXT | CRO_IMP | NG_EXT | NG_IMP | HFO_IMP | LFO_IMP | CO_IMP | SHYD | CSP | PV_UTL | WIND | CRO_REF | CROST | HFOST | SCGT1 | CCGT1 | SCGT2 | CCGT2 | COST | BMPP | GEN_SET | IND | RES | SER | AGR
Years | Timesteps
Y0 | WD | 0 | 0 | 0 | 0 | 0 | 0 | 0 | 0 | 0 | 0 | 0 | 0 | 0 | 0 | 0 | 0 | 0 | 0 | 0 | 0 | 0 | 0 | 0 | 0 | 0
| WN | 0 | 0 | 0 | 0 | 0 | 0 | 0 | 0 | 0 | 0 | 0 | 0 | 0 | 0 | 0 | 0 | 0 | 0 | 0 | 0 | 0 | 0 | 0 | 0 | 0
| SPD | 0 | 0 | 0 | 0 | 0 | 0 | 0 | 0 | 0 | 0 | 0 | 0 | 0 | 0 | 0 | 0 | 0 | 0 | 0 | 0 | 0 | 0 | 0 | 0 | 0
| SPN | 0 | 0 | 0 | 0 | 0 | 0 | 0 | 0 | 0 | 0 | 0 | 0 | 0 | 0 | 0 | 0 | 0 | 0 | 0 | 0 | 0 | 0 | 0 | 0 | 0
| SD | 0 | 0 | 0 | 0 | 0 | 0 | 0 | 0 | 0 | 0 | 0 | 0 | 0 | 0 | 0 | 0 | 0 | 0 | 0 | 0 | 0 | 0 | 0 | 0 | 0
| SN | 0 | 0 | 0 | 0 | 0 | 0 | 0 | 0 | 0 | 0 | 0 | 0 | 0 | 0 | 0 | 0 | 0 | 0 | 0 | 0 | 0 | 0 | 0 | 0 | 0
| FD | 0 | 0 | 0 | 0 | 0 | 0 | 0 | 0 | 0 | 0 | 0 | 0 | 0 | 0 | 0 | 0 | 0 | 0 | 0 | 0 | 0 | 0 | 0 | 0 | 0
| FN | 0 | 0 | 0 | 0 | 0 | 0 | 0 | 0 | 0 | 0 | 0 | 0 | 0 | 0 | 0 | 0 | 0 | 0 | 0 | 0 | 0 | 0 | 0 | 0 | 0
Y1 | WD | 0 | 0 | 0 | 0 | 0 | 0 | 0 | 0 | 0 | 0 | 0 | 0 | 0 | 0 | 0 | 0 | 0 | 0 | 0 | 0 | 0 | 0 | 0 | 0 | 0
| WN | 0 | 0 | 0 | 0 | 0 | 0 | 0 | 0 | 0 | 0 | 0 | 0 | 0 | 0 | 0 | 0 | 0 | 0 | 0 | 0 | 0 | 0 | 0 | 0 | 0
| SPD | 0 | 0 | 0 | 0 | 0 | 0 | 0 | 0 | 0 | 0 | 0 | 0 | 0 | 0 | 0 | 0 | 0 | 0 | 0 | 0 | 0 | 0 | 0 | 0 | 0
| SPN | 0 | 0 | 0 | 0 | 0 | 0 | 0 | 0 | 0 | 0 | 0 | 0 | 0 | 0 | 0 | 0 | 0 | 0 | 0 | 0 | 0 | 0 | 0 | 0 | 0
| SD | 0 | 0 | 0 | 0 | 0 | 0 | 0 | 0 | 0 | 0 | 0 | 0 | 0 | 0 | 0 | 0 | 0 | 0 | 0 | 0 | 0 | 0 | 0 | 0 | 0
| SN | 0 | 0 | 0 | 0 | 0 | 0 | 0 | 0 | 0 | 0 | 0 | 0 | 0 | 0 | 0 | 0 | 0 | 0 | 0 | 0 | 0 | 0 | 0 | 0 | 0
| FD | 0 | 0 | 0 | 0 | 0 | 0 | 0 | 0 | 0 | 0 | 0 | 0 | 0 | 0 | 0 | 0 | 0 | 0 | 0 | 0 | 0 | 0 | 0 | 0 | 0
| FN | 0 | 0 | 0 | 0 | 0 | 0 | 0 | 0 | 0 | 0 | 0 | 0 | 0 | 0 | 0 | 0 | 0 | 0 | 0 | 0 | 0 | 0 | 0 | 0 | 0
Y2 | WD | 0 | 0 | 0 | 0 | 0 | 0 | 0 | 0 | 0 | 0 | 0 | 0 | 0 | 0 | 0 | 0 | 0 | 0 | 0 | 0 | 0 | 0 | 0 | 0 | 0
| WN | 0 | 0 | 0 | 0 | 0 | 0 | 0 | 0 | 0 | 0 | 0 | 0 | 0 | 0 | 0 | 0 | 0 | 0 | 0 | 0 | 0 | 0 | 0 | 0 | 0
| SPD | 0 | 0 | 0 | 0 | 0 | 0 | 0 | 0 | 0 | 0 | 0 | 0 | 0 | 0 | 0 | 0 | 0 | 0 | 0 | 0 | 0 | 0 | 0 | 0 | 0
| SPN | 0 | 0 | 0 | 0 | 0 | 0 | 0 | 0 | 0 | 0 | 0 | 0 | 0 | 0 | 0 | 0 | 0 | 0 | 0 | 0 | 0 | 0 | 0 | 0 | 0
| SD | 0 | 0 | 0 | 0 | 0 | 0 | 0 | 0 | 0 | 0 | 0 | 0 | 0 | 0 | 0 | 0 | 0 | 0 | 0 | 0 | 0 | 0 | 0 | 0 | 0
| SN | 0 | 0 | 0 | 0 | 0 | 0 | 0 | 0 | 0 | 0 | 0 | 0 | 0 | 0 | 0 | 0 | 0 | 0 | 0 | 0 | 0 | 0 | 0 | 0 | 0
| FD | 0 | 0 | 0 | 0 | 0 | 0 | 0 | 0 | 0 | 0 | 0 | 0 | 0 | 0 | 0 | 0 | 0 | 0 | 0 | 0 | 0 | 0 | 0 | 0 | 0
| FN | 0 | 0 | 0 | 0 | 0 | 0 | 0 | 0 | 0 | 0 | 0 | 0 | 0 | 0 | 0 | 0 | 0 | 0 | 0 | 0 | 0 | 0 | 0 | 0 | 0
Y3 | WD | 0 | 0 | 0 | 0 | 0 | 0 | 0 | 0 | 0 | 0 | 0 | 0 | 0 | 0 | 0 | 0 | 0 | 0 | 0 | 0 | 0 | 0 | 0 | 0 | 0
| WN | 0 | 0 | 0 | 0 | 0 | 0 | 0 | 0 | 0 | 0 | 0 | 0 | 0 | 0 | 0 | 0 | 0 | 0 | 0 | 0 | 0 | 0 | 0 | 0 | 0
| SPD | 0 | 0 | 0 | 0 | 0 | 0 | 0 | 0 | 0 | 0 | 0 | 0 | 0 | 0 | 0 | 0 | 0 | 0 | 0 | 0 | 0 | 0 | 0 | 0 | 0
| SPN | 0 | 0 | 0 | 0 | 0 | 0 | 0 | 0 | 0 | 0 | 0 | 0 | 0 | 0 | 0 | 0 | 0 | 0 | 0 | 0 | 0 | 0 | 0 | 0 | 0
| SD | 0 | 0 | 0 | 0 | 0 | 0 | 0 | 0 | 0 | 0 | 0 | 0 | 0 | 0 | 0 | 0 | 0 | 0 | 0 | 0 | 0 | 0 | 0 | 0 | 0
| SN | 0 | 0 | 0 | 0 | 0 | 0 | 0 | 0 | 0 | 0 | 0 | 0 | 0 | 0 | 0 | 0 | 0 | 0 | 0 | 0 | 0 | 0 | 0 | 0 | 0
| FD | 0 | 0 | 0 | 0 | 0 | 0 | 0 | 0 | 0 | 0 | 0 | 0 | 0 | 0 | 0 | 0 | 0 | 0 | 0 | 0 | 0 | 0 | 0 | 0 | 0
| FN | 0 | 0 | 0 | 0 | 0 | 0 | 0 | 0 | 0 | 0 | 0 | 0 | 0 | 0 | 0 | 0 | 0 | 0 | 0 | 0 | 0 | 0 | 0 | 0 | 0
Y4 | WD | 0 | 0 | 0 | 0 | 0 | 0 | 0 | 0 | 0 | 0 | 0 | 0 | 0 | 0 | 0 | 0 | 0 | 0 | 0 | 0 | 0 | 0 | 0 | 0 | 0
| WN | 0 | 0 | 0 | 0 | 0 | 0 | 0 | 0 | 0 | 0 | 0 | 0 | 0 | 0 | 0 | 0 | 0 | 0 | 0 | 0 | 0 | 0 | 0 | 0 | 0
| SPD | 0 | 0 | 0 | 0 | 0 | 0 | 0 | 0 | 0 | 0 | 0 | 0 | 0 | 0 | 0 | 0 | 0 | 0 | 0 | 0 | 0 | 0 | 0 | 0 | 0
| SPN | 0 | 0 | 0 | 0 | 0 | 0 | 0 | 0 | 0 | 0 | 0 | 0 | 0 | 0 | 0 | 0 | 0 | 0 | 0 | 0 | 0 | 0 | 0 | 0 | 0
| SD | 0 | 0 | 0 | 0 | 0 | 0 | 0 | 0 | 0 | 0 | 0 | 0 | 0 | 0 | 0 | 0 | 0 | 0 | 0 | 0 | 0 | 0 | 0 | 0 | 0
| SN | 0 | 0 | 0 | 0 | 0 | 0 | 0 | 0 | 0 | 0 | 0 | 0 | 0 | 0 | 0 | 0 | 0 | 0 | 0 | 0 | 0 | 0 | 0 | 0 | 0
| FD | 0 | 0 | 0 | 0 | 0 | 0 | 0 | 0 | 0 | 0 | 0 | 0 | 0 | 0 | 0 | 0 | 0 | 0 | 0 | 0 | 0 | 0 | 0 | 0 | 0
| FN | 0 | 0 | 0 | 0 | 0 | 0 | 0 | 0 | 0 | 0 | 0 | 0 | 0 | 0 | 0 | 0 | 0 | 0 | 0 | 0 | 0 | 0 | 0 | 0 | 0
Y5 | WD | 0 | 0 | 0 | 0 | 0 | 0 | 0 | 0 | 0 | 0 | 0 | 0 | 0 | 0 | 0 | 0 | 0 | 0 | 0 | 0 | 0 | 0 | 0 | 0 | 0
| WN | 0 | 0 | 0 | 0 | 0 | 0 | 0 | 0 | 0 | 0 | 0 | 0 | 0 | 0 | 0 | 0 | 0 | 0 | 0 | 0 | 0 | 0 | 0 | 0 | 0
| SPD | 0 | 0 | 0 | 0 | 0 | 0 | 0 | 0 | 0 | 0 | 0 | 0 | 0 | 0 | 0 | 0 | 0 | 0 | 0 | 0 | 0 | 0 | 0 | 0 | 0
| SPN | 0 | 0 | 0 | 0 | 0 | 0 | 0 | 0 | 0 | 0 | 0 | 0 | 0 | 0 | 0 | 0 | 0 | 0 | 0 | 0 | 0 | 0 | 0 | 0 | 0
| SD | 0 | 0 | 0 | 0 | 0 | 0 | 0 | 0 | 0 | 0 | 0 | 0 | 0 | 0 | 0 | 0 | 0 | 0 | 0 | 0 | 0 | 0 | 0 | 0 | 0
| SN | 0 | 0 | 0 | 0 | 0 | 0 | 0 | 0 | 0 | 0 | 0 | 0 | 0 | 0 | 0 | 0 | 0 | 0 | 0 | 0 | 0 | 0 | 0 | 0 | 0
| FD | 0 | 0 | 0 | 0 | 0 | 0 | 0 | 0 | 0 | 0 | 0 | 0 | 0 | 0 | 0 | 0 | 0 | 0 | 0 | 0 | 0 | 0 | 0 | 0 | 0
| FN | 0 | 0 | 0 | 0 | 0 | 0 | 0 | 0 | 0 | 0 | 0 | 0 | 0 | 0 | 0 | 0 | 0 | 0 | 0 | 0 | 0 | 0 | 0 | 0 | 0
Y6 | WD | 0 | 0 | 0 | 0 | 0 | 0 | 0 | 0 | 0 | 0 | 0 | 0 | 0 | 0 | 0 | 0 | 0 | 0 | 0 | 0 | 0 | 0 | 0 | 0 | 0
| WN | 0 | 0 | 0 | 0 | 0 | 0 | 0 | 0 | 0 | 0 | 0 | 0 | 0 | 0 | 0 | 0 | 0 | 0 | 0 | 0 | 0 | 0 | 0 | 0 | 0
| SPD | 0 | 0 | 0 | 0 | 0 | 0 | 0 | 0 | 0 | 0 | 0 | 0 | 0 | 0 | 0 | 0 | 0 | 0 | 0 | 0 | 0 | 0 | 0 | 0 | 0
| SPN | 0 | 0 | 0 | 0 | 0 | 0 | 0 | 0 | 0 | 0 | 0 | 0 | 0 | 0 | 0 | 0 | 0 | 0 | 0 | 0 | 0 | 0 | 0 | 0 | 0
| SD | 0 | 0 | 0 | 0 | 0 | 0 | 0 | 0 | 0 | 0 | 0 | 0 | 0 | 0 | 0 | 0 | 0 | 0 | 0 | 0 | 0 | 0 | 0 | 0 | 0
| SN | 0 | 0 | 0 | 0 | 0 | 0 | 0 | 0 | 0 | 0 | 0 | 0 | 0 | 0 | 0 | 0 | 0 | 0 | 0 | 0 | 0 | 0 | 0 | 0 | 0
| FD | 0 | 0 | 0 | 0 | 0 | 0 | 0 | 0 | 0 | 0 | 0 | 0 | 0 | 0 | 0 | 0 | 0 | 0 | 0 | 0 | 0 | 0 | 0 | 0 | 0
| FN | 0 | 0 | 0 | 0 | 0 | 0 | 0 | 0 | 0 | 0 | 0 | 0 | 0 | 0 | 0 | 0 | 0 | 0 | 0 | 0 | 0 | 0 | 0 | 0 | 0
Y7 | WD | 0 | 0 | 0 | 0 | 0 | 0 | 0 | 0 | 0 | 0 | 0 | 0 | 0 | 0 | 0 | 0 | 0 | 0 | 0 | 0 | 0 | 0 | 0 | 0 | 0
| WN | 0 | 0 | 0 | 0 | 0 | 0 | 0 | 0 | 0 | 0 | 0 | 0 | 0 | 0 | 0 | 0 | 0 | 0 | 0 | 0 | 0 | 0 | 0 | 0 | 0
| SPD | 0 | 0 | 0 | 0 | 0 | 0 | 0 | 0 | 0 | 0 | 0 | 0 | 0 | 0 | 0 | 0 | 0 | 0 | 0 | 0 | 0 | 0 | 0 | 0 | 0
| SPN | 0 | 0 | 0 | 0 | 0 | 0 | 0 | 0 | 0 | 0 | 0 | 0 | 0 | 0 | 0 | 0 | 0 | 0 | 0 | 0 | 0 | 0 | 0 | 0 | 0
| SD | 0 | 0 | 0 | 0 | 0 | 0 | 0 | 0 | 0 | 0 | 0 | 0 | 0 | 0 | 0 | 0 | 0 | 0 | 0 | 0 | 0 | 0 | 0 | 0 | 0
| SN | 0 | 0 | 0 | 0 | 0 | 0 | 0 | 0 | 0 | 0 | 0 | 0 | 0 | 0 | 0 | 0 | 0 | 0 | 0 | 0 | 0 | 0 | 0 | 0 | 0
| FD | 0 | 0 | 0 | 0 | 0 | 0 | 0 | 0 | 0 | 0 | 0 | 0 | 0 | 0 | 0 | 0 | 0 | 0 | 0 | 0 | 0 | 0 | 0 | 0 | 0
| FN | 0 | 0 | 0 | 0 | 0 | 0 | 0 | 0 | 0 | 0 | 0 | 0 | 0 | 0 | 0 | 0 | 0 | 0 | 0 | 0 | 0 | 0 | 0 | 0 | 0
Y8 | WD | 0 | 0 | 0 | 0 | 0 | 0 | 0 | 0 | 0 | 0 | 0 | 0 | 0 | 0 | 0 | 0 | 0 | 0 | 0 | 0 | 0 | 0 | 0 | 0 | 0
| WN | 0 | 0 | 0 | 0 | 0 | 0 | 0 | 0 | 0 | 0 | 0 | 0 | 0 | 0 | 0 | 0 | 0 | 0 | 0 | 0 | 0 | 0 | 0 | 0 | 0
| SPD | 0 | 0 | 0 | 0 | 0 | 0 | 0 | 0 | 0 | 0 | 0 | 0 | 0 | 0 | 0 | 0 | 0 | 0 | 0 | 0 | 0 | 0 | 0 | 0 | 0
| SPN | 0 | 0 | 0 | 0 | 0 | 0 | 0 | 0 | 0 | 0 | 0 | 0 | 0 | 0 | 0 | 0 | 0 | 0 | 0 | 0 | 0 | 0 | 0 | 0 | 0
| SD | 0 | 0 | 0 | 0 | 0 | 0 | 0 | 0 | 0 | 0 | 0 | 0 | 0 | 0 | 0 | 0 | 0 | 0 | 0 | 0 | 0 | 0 | 0 | 0 | 0
| SN | 0 | 0 | 0 | 0 | 0 | 0 | 0 | 0 | 0 | 0 | 0 | 0 | 0 | 0 | 0 | 0 | 0 | 0 | 0 | 0 | 0 | 0 | 0 | 0 | 0
| FD | 0 | 0 | 0 | 0 | 0 | 0 | 0 | 0 | 0 | 0 | 0 | 0 | 0 | 0 | 0 | 0 | 0 | 0 | 0 | 0 | 0 | 0 | 0 | 0 | 0
| FN | 0 | 0 | 0 | 0 | 0 | 0 | 0 | 0 | 0 | 0 | 0 | 0 | 0 | 0 | 0 | 0 | 0 | 0 | 0 | 0 | 0 | 0 | 0 | 0 | 0

## Max_production_h
| Tech_category | Supply | [10 empty] | Conversion_plus | Conversion
| Technology | CRO_EXT | CRO_IMP | NG_EXT | NG_IMP | HFO_IMP | LFO_IMP | CO_IMP | SHYD | CSP | PV_UTL | WIND | CRO_REF | CROST | HFOST | SCGT1 | CCGT1 | SCGT2 | CCGT2 | COST | BMPP | GEN_SET | IND | RES | SER | AGR
Years | Timesteps
Y0 | WD | 1e+20 | 1e+20 | 1e+20 | 1e+20 | 1e+20 | 1e+20 | 1e+20 | 1e+20 | 1e+20 | 1e+20 | 1e+20 | 1e+20 | 1e+20 | 1e+20 | 1e+20 | 1e+20 | 1e+20 | 1e+20 | 1e+20 | 1e+20 | 1e+20 | 1e+20 | 1e+20 | 1e+20 | 1e+20
| WN | 1e+20 | 1e+20 | 1e+20 | 1e+20 | 1e+20 | 1e+20 | 1e+20 | 1e+20 | 1e+20 | 1e+20 | 1e+20 | 1e+20 | 1e+20 | 1e+20 | 1e+20 | 1e+20 | 1e+20 | 1e+20 | 1e+20 | 1e+20 | 1e+20 | 1e+20 | 1e+20 | 1e+20 | 1e+20
| SPD | 1e+20 | 1e+20 | 1e+20 | 1e+20 | 1e+20 | 1e+20 | 1e+20 | 1e+20 | 1e+20 | 1e+20 | 1e+20 | 1e+20 | 1e+20 | 1e+20 | 1e+20 | 1e+20 | 1e+20 | 1e+20 | 1e+20 | 1e+20 | 1e+20 | 1e+20 | 1e+20 | 1e+20 | 1e+20
| SPN | 1e+20 | 1e+20 | 1e+20 | 1e+20 | 1e+20 | 1e+20 | 1e+20 | 1e+20 | 1e+20 | 1e+20 | 1e+20 | 1e+20 | 1e+20 | 1e+20 | 1e+20 | 1e+20 | 1e+20 | 1e+20 | 1e+20 | 1e+20 | 1e+20 | 1e+20 | 1e+20 | 1e+20 | 1e+20
| SD | 1e+20 | 1e+20 | 1e+20 | 1e+20 | 1e+20 | 1e+20 | 1e+20 | 1e+20 | 1e+20 | 1e+20 | 1e+20 | 1e+20 | 1e+20 | 1e+20 | 1e+20 | 1e+20 | 1e+20 | 1e+20 | 1e+20 | 1e+20 | 1e+20 | 1e+20 | 1e+20 | 1e+20 | 1e+20
| SN | 1e+20 | 1e+20 | 1e+20 | 1e+20 | 1e+20 | 1e+20 | 1e+20 | 1e+20 | 1e+20 | 1e+20 | 1e+20 | 1e+20 | 1e+20 | 1e+20 | 1e+20 | 1e+20 | 1e+20 | 1e+20 | 1e+20 | 1e+20 | 1e+20 | 1e+20 | 1e+20 | 1e+20 | 1e+20
| FD | 1e+20 | 1e+20 | 1e+20 | 1e+20 | 1e+20 | 1e+20 | 1e+20 | 1e+20 | 1e+20 | 1e+20 | 1e+20 | 1e+20 | 1e+20 | 1e+20 | 1e+20 | 1e+20 | 1e+20 | 1e+20 | 1e+20 | 1e+20 | 1e+20 | 1e+20 | 1e+20 | 1e+20 | 1e+20
| FN | 1e+20 | 1e+20 | 1e+20 | 1e+20 | 1e+20 | 1e+20 | 1e+20 | 1e+20 | 1e+20 | 1e+20 | 1e+20 | 1e+20 | 1e+20 | 1e+20 | 1e+20 | 1e+20 | 1e+20 | 1e+20 | 1e+20 | 1e+20 | 1e+20 | 1e+20 | 1e+20 | 1e+20 | 1e+20
Y1 | WD | 1e+20 | 1e+20 | 1e+20 | 1e+20 | 1e+20 | 1e+20 | 1e+20 | 1e+20 | 1e+20 | 1e+20 | 1e+20 | 1e+20 | 1e+20 | 1e+20 | 1e+20 | 1e+20 | 1e+20 | 1e+20 | 1e+20 | 1e+20 | 1e+20 | 1e+20 | 1e+20 | 1e+20 | 1e+20
| WN | 1e+20 | 1e+20 | 1e+20 | 1e+20 | 1e+20 | 1e+20 | 1e+20 | 1e+20 | 1e+20 | 1e+20 | 1e+20 | 1e+20 | 1e+20 | 1e+20 | 1e+20 | 1e+20 | 1e+20 | 1e+20 | 1e+20 | 1e+20 | 1e+20 | 1e+20 | 1e+20 | 1e+20 | 1e+20
| SPD | 1e+20 | 1e+20 | 1e+20 | 1e+20 | 1e+20 | 1e+20 | 1e+20 | 1e+20 | 1e+20 | 1e+20 | 1e+20 | 1e+20 | 1e+20 | 1e+20 | 1e+20 | 1e+20 | 1e+20 | 1e+20 | 1e+20 | 1e+20 | 1e+20 | 1e+20 | 1e+20 | 1e+20 | 1e+20
| SPN | 1e+20 | 1e+20 | 1e+20 | 1e+20 | 1e+20 | 1e+20 | 1e+20 | 1e+20 | 1e+20 | 1e+20 | 1e+20 | 1e+20 | 1e+20 | 1e+20 | 1e+20 | 1e+20 | 1e+20 | 1e+20 | 1e+20 | 1e+20 | 1e+20 | 1e+20 | 1e+20 | 1e+20 | 1e+20
| SD | 1e+20 | 1e+20 | 1e+20 | 1e+20 | 1e+20 | 1e+20 | 1e+20 | 1e+20 | 1e+20 | 1e+20 | 1e+20 | 1e+20 | 1e+20 | 1e+20 | 1e+20 | 1e+20 | 1e+20 | 1e+20 | 1e+20 | 1e+20 | 1e+20 | 1e+20 | 1e+20 | 1e+20 | 1e+20
| SN | 1e+20 | 1e+20 | 1e+20 | 1e+20 | 1e+20 | 1e+20 | 1e+20 | 1e+20 | 1e+20 | 1e+20 | 1e+20 | 1e+20 | 1e+20 | 1e+20 | 1e+20 | 1e+20 | 1e+20 | 1e+20 | 1e+20 | 1e+20 | 1e+20 | 1e+20 | 1e+20 | 1e+20 | 1e+20
| FD | 1e+20 | 1e+20 | 1e+20 | 1e+20 | 1e+20 | 1e+20 | 1e+20 | 1e+20 | 1e+20 | 1e+20 | 1e+20 | 1e+20 | 1e+20 | 1e+20 | 1e+20 | 1e+20 | 1e+20 | 1e+20 | 1e+20 | 1e+20 | 1e+20 | 1e+20 | 1e+20 | 1e+20 | 1e+20
| FN | 1e+20 | 1e+20 | 1e+20 | 1e+20 | 1e+20 | 1e+20 | 1e+20 | 1e+20 | 1e+20 | 1e+20 | 1e+20 | 1e+20 | 1e+20 | 1e+20 | 1e+20 | 1e+20 | 1e+20 | 1e+20 | 1e+20 | 1e+20 | 1e+20 | 1e+20 | 1e+20 | 1e+20 | 1e+20
Y2 | WD | 1e+20 | 1e+20 | 1e+20 | 1e+20 | 1e+20 | 1e+20 | 1e+20 | 1e+20 | 1e+20 | 1e+20 | 1e+20 | 1e+20 | 1e+20 | 1e+20 | 1e+20 | 1e+20 | 1e+20 | 1e+20 | 1e+20 | 1e+20 | 1e+20 | 1e+20 | 1e+20 | 1e+20 | 1e+20
| WN | 1e+20 | 1e+20 | 1e+20 | 1e+20 | 1e+20 | 1e+20 | 1e+20 | 1e+20 | 1e+20 | 1e+20 | 1e+20 | 1e+20 | 1e+20 | 1e+20 | 1e+20 | 1e+20 | 1e+20 | 1e+20 | 1e+20 | 1e+20 | 1e+20 | 1e+20 | 1e+20 | 1e+20 | 1e+20
| SPD | 1e+20 | 1e+20 | 1e+20 | 1e+20 | 1e+20 | 1e+20 | 1e+20 | 1e+20 | 1e+20 | 1e+20 | 1e+20 | 1e+20 | 1e+20 | 1e+20 | 1e+20 | 1e+20 | 1e+20 | 1e+20 | 1e+20 | 1e+20 | 1e+20 | 1e+20 | 1e+20 | 1e+20 | 1e+20
| SPN | 1e+20 | 1e+20 | 1e+20 | 1e+20 | 1e+20 | 1e+20 | 1e+20 | 1e+20 | 1e+20 | 1e+20 | 1e+20 | 1e+20 | 1e+20 | 1e+20 | 1e+20 | 1e+20 | 1e+20 | 1e+20 | 1e+20 | 1e+20 | 1e+20 | 1e+20 | 1e+20 | 1e+20 | 1e+20
| SD | 1e+20 | 1e+20 | 1e+20 | 1e+20 | 1e+20 | 1e+20 | 1e+20 | 1e+20 | 1e+20 | 1e+20 | 1e+20 | 1e+20 | 1e+20 | 1e+20 | 1e+20 | 1e+20 | 1e+20 | 1e+20 | 1e+20 | 1e+20 | 1e+20 | 1e+20 | 1e+20 | 1e+20 | 1e+20
| SN | 1e+20 | 1e+20 | 1e+20 | 1e+20 | 1e+20 | 1e+20 | 1e+20 | 1e+20 | 1e+20 | 1e+20 | 1e+20 | 1e+20 | 1e+20 | 1e+20 | 1e+20 | 1e+20 | 1e+20 | 1e+20 | 1e+20 | 1e+20 | 1e+20 | 1e+20 | 1e+20 | 1e+20 | 1e+20
| FD | 1e+20 | 1e+20 | 1e+20 | 1e+20 | 1e+20 | 1e+20 | 1e+20 | 1e+20 | 1e+20 | 1e+20 | 1e+20 | 1e+20 | 1e+20 | 1e+20 | 1e+20 | 1e+20 | 1e+20 | 1e+20 | 1e+20 | 1e+20 | 1e+20 | 1e+20 | 1e+20 | 1e+20 | 1e+20
| FN | 1e+20 | 1e+20 | 1e+20 | 1e+20 | 1e+20 | 1e+20 | 1e+20 | 1e+20 | 1e+20 | 1e+20 | 1e+20 | 1e+20 | 1e+20 | 1e+20 | 1e+20 | 1e+20 | 1e+20 | 1e+20 | 1e+20 | 1e+20 | 1e+20 | 1e+20 | 1e+20 | 1e+20 | 1e+20
Y3 | WD | 1e+20 | 1e+20 | 1e+20 | 1e+20 | 1e+20 | 1e+20 | 1e+20 | 1e+20 | 1e+20 | 1e+20 | 1e+20 | 1e+20 | 1e+20 | 1e+20 | 1e+20 | 1e+20 | 1e+20 | 1e+20 | 1e+20 | 1e+20 | 1e+20 | 1e+20 | 1e+20 | 1e+20 | 1e+20
| WN | 1e+20 | 1e+20 | 1e+20 | 1e+20 | 1e+20 | 1e+20 | 1e+20 | 1e+20 | 1e+20 | 1e+20 | 1e+20 | 1e+20 | 1e+20 | 1e+20 | 1e+20 | 1e+20 | 1e+20 | 1e+20 | 1e+20 | 1e+20 | 1e+20 | 1e+20 | 1e+20 | 1e+20 | 1e+20
| SPD | 1e+20 | 1e+20 | 1e+20 | 1e+20 | 1e+20 | 1e+20 | 1e+20 | 1e+20 | 1e+20 | 1e+20 | 1e+20 | 1e+20 | 1e+20 | 1e+20 | 1e+20 | 1e+20 | 1e+20 | 1e+20 | 1e+20 | 1e+20 | 1e+20 | 1e+20 | 1e+20 | 1e+20 | 1e+20
| SPN | 1e+20 | 1e+20 | 1e+20 | 1e+20 | 1e+20 | 1e+20 | 1e+20 | 1e+20 | 1e+20 | 1e+20 | 1e+20 | 1e+20 | 1e+20 | 1e+20 | 1e+20 | 1e+20 | 1e+20 | 1e+20 | 1e+20 | 1e+20 | 1e+20 | 1e+20 | 1e+20 | 1e+20 | 1e+20
| SD | 1e+20 | 1e+20 | 1e+20 | 1e+20 | 1e+20 | 1e+20 | 1e+20 | 1e+20 | 1e+20 | 1e+20 | 1e+20 | 1e+20 | 1e+20 | 1e+20 | 1e+20 | 1e+20 | 1e+20 | 1e+20 | 1e+20 | 1e+20 | 1e+20 | 1e+20 | 1e+20 | 1e+20 | 1e+20
| SN | 1e+20 | 1e+20 | 1e+20 | 1e+20 | 1e+20 | 1e+20 | 1e+20 | 1e+20 | 1e+20 | 1e+20 | 1e+20 | 1e+20 | 1e+20 | 1e+20 | 1e+20 | 1e+20 | 1e+20 | 1e+20 | 1e+20 | 1e+20 | 1e+20 | 1e+20 | 1e+20 | 1e+20 | 1e+20
| FD | 1e+20 | 1e+20 | 1e+20 | 1e+20 | 1e+20 | 1e+20 | 1e+20 | 1e+20 | 1e+20 | 1e+20 | 1e+20 | 1e+20 | 1e+20 | 1e+20 | 1e+20 | 1e+20 | 1e+20 | 1e+20 | 1e+20 | 1e+20 | 1e+20 | 1e+20 | 1e+20 | 1e+20 | 1e+20
| FN | 1e+20 | 1e+20 | 1e+20 | 1e+20 | 1e+20 | 1e+20 | 1e+20 | 1e+20 | 1e+20 | 1e+20 | 1e+20 | 1e+20 | 1e+20 | 1e+20 | 1e+20 | 1e+20 | 1e+20 | 1e+20 | 1e+20 | 1e+20 | 1e+20 | 1e+20 | 1e+20 | 1e+20 | 1e+20
Y4 | WD | 1e+20 | 1e+20 | 1e+20 | 1e+20 | 1e+20 | 1e+20 | 1e+20 | 1e+20 | 1e+20 | 1e+20 | 1e+20 | 1e+20 | 1e+20 | 1e+20 | 1e+20 | 1e+20 | 1e+20 | 1e+20 | 1e+20 | 1e+20 | 1e+20 | 1e+20 | 1e+20 | 1e+20 | 1e+20
| WN | 1e+20 | 1e+20 | 1e+20 | 1e+20 | 1e+20 | 1e+20 | 1e+20 | 1e+20 | 1e+20 | 1e+20 | 1e+20 | 1e+20 | 1e+20 | 1e+20 | 1e+20 | 1e+20 | 1e+20 | 1e+20 | 1e+20 | 1e+20 | 1e+20 | 1e+20 | 1e+20 | 1e+20 | 1e+20
| SPD | 1e+20 | 1e+20 | 1e+20 | 1e+20 | 1e+20 | 1e+20 | 1e+20 | 1e+20 | 1e+20 | 1e+20 | 1e+20 | 1e+20 | 1e+20 | 1e+20 | 1e+20 | 1e+20 | 1e+20 | 1e+20 | 1e+20 | 1e+20 | 1e+20 | 1e+20 | 1e+20 | 1e+20 | 1e+20
| SPN | 1e+20 | 1e+20 | 1e+20 | 1e+20 | 1e+20 | 1e+20 | 1e+20 | 1e+20 | 1e+20 | 1e+20 | 1e+20 | 1e+20 | 1e+20 | 1e+20 | 1e+20 | 1e+20 | 1e+20 | 1e+20 | 1e+20 | 1e+20 | 1e+20 | 1e+20 | 1e+20 | 1e+20 | 1e+20
| SD | 1e+20 | 1e+20 | 1e+20 | 1e+20 | 1e+20 | 1e+20 | 1e+20 | 1e+20 | 1e+20 | 1e+20 | 1e+20 | 1e+20 | 1e+20 | 1e+20 | 1e+20 | 1e+20 | 1e+20 | 1e+20 | 1e+20 | 1e+20 | 1e+20 | 1e+20 | 1e+20 | 1e+20 | 1e+20
| SN | 1e+20 | 1e+20 | 1e+20 | 1e+20 | 1e+20 | 1e+20 | 1e+20 | 1e+20 | 1e+20 | 1e+20 | 1e+20 | 1e+20 | 1e+20 | 1e+20 | 1e+20 | 1e+20 | 1e+20 | 1e+20 | 1e+20 | 1e+20 | 1e+20 | 1e+20 | 1e+20 | 1e+20 | 1e+20
| FD | 1e+20 | 1e+20 | 1e+20 | 1e+20 | 1e+20 | 1e+20 | 1e+20 | 1e+20 | 1e+20 | 1e+20 | 1e+20 | 1e+20 | 1e+20 | 1e+20 | 1e+20 | 1e+20 | 1e+20 | 1e+20 | 1e+20 | 1e+20 | 1e+20 | 1e+20 | 1e+20 | 1e+20 | 1e+20
| FN | 1e+20 | 1e+20 | 1e+20 | 1e+20 | 1e+20 | 1e+20 | 1e+20 | 1e+20 | 1e+20 | 1e+20 | 1e+20 | 1e+20 | 1e+20 | 1e+20 | 1e+20 | 1e+20 | 1e+20 | 1e+20 | 1e+20 | 1e+20 | 1e+20 | 1e+20 | 1e+20 | 1e+20 | 1e+20
Y5 | WD | 1e+20 | 1e+20 | 1e+20 | 1e+20 | 1e+20 | 1e+20 | 1e+20 | 1e+20 | 1e+20 | 1e+20 | 1e+20 | 1e+20 | 1e+20 | 1e+20 | 1e+20 | 1e+20 | 1e+20 | 1e+20 | 1e+20 | 1e+20 | 1e+20 | 1e+20 | 1e+20 | 1e+20 | 1e+20
| WN | 1e+20 | 1e+20 | 1e+20 | 1e+20 | 1e+20 | 1e+20 | 1e+20 | 1e+20 | 1e+20 | 1e+20 | 1e+20 | 1e+20 | 1e+20 | 1e+20 | 1e+20 | 1e+20 | 1e+20 | 1e+20 | 1e+20 | 1e+20 | 1e+20 | 1e+20 | 1e+20 | 1e+20 | 1e+20
| SPD | 1e+20 | 1e+20 | 1e+20 | 1e+20 | 1e+20 | 1e+20 | 1e+20 | 1e+20 | 1e+20 | 1e+20 | 1e+20 | 1e+20 | 1e+20 | 1e+20 | 1e+20 | 1e+20 | 1e+20 | 1e+20 | 1e+20 | 1e+20 | 1e+20 | 1e+20 | 1e+20 | 1e+20 | 1e+20
| SPN | 1e+20 | 1e+20 | 1e+20 | 1e+20 | 1e+20 | 1e+20 | 1e+20 | 1e+20 | 1e+20 | 1e+20 | 1e+20 | 1e+20 | 1e+20 | 1e+20 | 1e+20 | 1e+20 | 1e+20 | 1e+20 | 1e+20 | 1e+20 | 1e+20 | 1e+20 | 1e+20 | 1e+20 | 1e+20
| SD | 1e+20 | 1e+20 | 1e+20 | 1e+20 | 1e+20 | 1e+20 | 1e+20 | 1e+20 | 1e+20 | 1e+20 | 1e+20 | 1e+20 | 1e+20 | 1e+20 | 1e+20 | 1e+20 | 1e+20 | 1e+20 | 1e+20 | 1e+20 | 1e+20 | 1e+20 | 1e+20 | 1e+20 | 1e+20
| SN | 1e+20 | 1e+20 | 1e+20 | 1e+20 | 1e+20 | 1e+20 | 1e+20 | 1e+20 | 1e+20 | 1e+20 | 1e+20 | 1e+20 | 1e+20 | 1e+20 | 1e+20 | 1e+20 | 1e+20 | 1e+20 | 1e+20 | 1e+20 | 1e+20 | 1e+20 | 1e+20 | 1e+20 | 1e+20
| FD | 1e+20 | 1e+20 | 1e+20 | 1e+20 | 1e+20 | 1e+20 | 1e+20 | 1e+20 | 1e+20 | 1e+20 | 1e+20 | 1e+20 | 1e+20 | 1e+20 | 1e+20 | 1e+20 | 1e+20 | 1e+20 | 1e+20 | 1e+20 | 1e+20 | 1e+20 | 1e+20 | 1e+20 | 1e+20
| FN | 1e+20 | 1e+20 | 1e+20 | 1e+20 | 1e+20 | 1e+20 | 1e+20 | 1e+20 | 1e+20 | 1e+20 | 1e+20 | 1e+20 | 1e+20 | 1e+20 | 1e+20 | 1e+20 | 1e+20 | 1e+20 | 1e+20 | 1e+20 | 1e+20 | 1e+20 | 1e+20 | 1e+20 | 1e+20
Y6 | WD | 1e+20 | 1e+20 | 1e+20 | 1e+20 | 1e+20 | 1e+20 | 1e+20 | 1e+20 | 1e+20 | 1e+20 | 1e+20 | 1e+20 | 1e+20 | 1e+20 | 1e+20 | 1e+20 | 1e+20 | 1e+20 | 1e+20 | 1e+20 | 1e+20 | 1e+20 | 1e+20 | 1e+20 | 1e+20
| WN | 1e+20 | 1e+20 | 1e+20 | 1e+20 | 1e+20 | 1e+20 | 1e+20 | 1e+20 | 1e+20 | 1e+20 | 1e+20 | 1e+20 | 1e+20 | 1e+20 | 1e+20 | 1e+20 | 1e+20 | 1e+20 | 1e+20 | 1e+20 | 1e+20 | 1e+20 | 1e+20 | 1e+20 | 1e+20
| SPD | 1e+20 | 1e+20 | 1e+20 | 1e+20 | 1e+20 | 1e+20 | 1e+20 | 1e+20 | 1e+20 | 1e+20 | 1e+20 | 1e+20 | 1e+20 | 1e+20 | 1e+20 | 1e+20 | 1e+20 | 1e+20 | 1e+20 | 1e+20 | 1e+20 | 1e+20 | 1e+20 | 1e+20 | 1e+20
| SPN | 1e+20 | 1e+20 | 1e+20 | 1e+20 | 1e+20 | 1e+20 | 1e+20 | 1e+20 | 1e+20 | 1e+20 | 1e+20 | 1e+20 | 1e+20 | 1e+20 | 1e+20 | 1e+20 | 1e+20 | 1e+20 | 1e+20 | 1e+20 | 1e+20 | 1e+20 | 1e+20 | 1e+20 | 1e+20
| SD | 1e+20 | 1e+20 | 1e+20 | 1e+20 | 1e+20 | 1e+20 | 1e+20 | 1e+20 | 1e+20 | 1e+20 | 1e+20 | 1e+20 | 1e+20 | 1e+20 | 1e+20 | 1e+20 | 1e+20 | 1e+20 | 1e+20 | 1e+20 | 1e+20 | 1e+20 | 1e+20 | 1e+20 | 1e+20
| SN | 1e+20 | 1e+20 | 1e+20 | 1e+20 | 1e+20 | 1e+20 | 1e+20 | 1e+20 | 1e+20 | 1e+20 | 1e+20 | 1e+20 | 1e+20 | 1e+20 | 1e+20 | 1e+20 | 1e+20 | 1e+20 | 1e+20 | 1e+20 | 1e+20 | 1e+20 | 1e+20 | 1e+20 | 1e+20
| FD | 1e+20 | 1e+20 | 1e+20 | 1e+20 | 1e+20 | 1e+20 | 1e+20 | 1e+20 | 1e+20 | 1e+20 | 1e+20 | 1e+20 | 1e+20 | 1e+20 | 1e+20 | 1e+20 | 1e+20 | 1e+20 | 1e+20 | 1e+20 | 1e+20 | 1e+20 | 1e+20 | 1e+20 | 1e+20
| FN | 1e+20 | 1e+20 | 1e+20 | 1e+20 | 1e+20 | 1e+20 | 1e+20 | 1e+20 | 1e+20 | 1e+20 | 1e+20 | 1e+20 | 1e+20 | 1e+20 | 1e+20 | 1e+20 | 1e+20 | 1e+20 | 1e+20 | 1e+20 | 1e+20 | 1e+20 | 1e+20 | 1e+20 | 1e+20
Y7 | WD | 1e+20 | 1e+20 | 1e+20 | 1e+20 | 1e+20 | 1e+20 | 1e+20 | 1e+20 | 1e+20 | 1e+20 | 1e+20 | 1e+20 | 1e+20 | 1e+20 | 1e+20 | 1e+20 | 1e+20 | 1e+20 | 1e+20 | 1e+20 | 1e+20 | 1e+20 | 1e+20 | 1e+20 | 1e+20
| WN | 1e+20 | 1e+20 | 1e+20 | 1e+20 | 1e+20 | 1e+20 | 1e+20 | 1e+20 | 1e+20 | 1e+20 | 1e+20 | 1e+20 | 1e+20 | 1e+20 | 1e+20 | 1e+20 | 1e+20 | 1e+20 | 1e+20 | 1e+20 | 1e+20 | 1e+20 | 1e+20 | 1e+20 | 1e+20
| SPD | 1e+20 | 1e+20 | 1e+20 | 1e+20 | 1e+20 | 1e+20 | 1e+20 | 1e+20 | 1e+20 | 1e+20 | 1e+20 | 1e+20 | 1e+20 | 1e+20 | 1e+20 | 1e+20 | 1e+20 | 1e+20 | 1e+20 | 1e+20 | 1e+20 | 1e+20 | 1e+20 | 1e+20 | 1e+20
| SPN | 1e+20 | 1e+20 | 1e+20 | 1e+20 | 1e+20 | 1e+20 | 1e+20 | 1e+20 | 1e+20 | 1e+20 | 1e+20 | 1e+20 | 1e+20 | 1e+20 | 1e+20 | 1e+20 | 1e+20 | 1e+20 | 1e+20 | 1e+20 | 1e+20 | 1e+20 | 1e+20 | 1e+20 | 1e+20
| SD | 1e+20 | 1e+20 | 1e+20 | 1e+20 | 1e+20 | 1e+20 | 1e+20 | 1e+20 | 1e+20 | 1e+20 | 1e+20 | 1e+20 | 1e+20 | 1e+20 | 1e+20 | 1e+20 | 1e+20 | 1e+20 | 1e+20 | 1e+20 | 1e+20 | 1e+20 | 1e+20 | 1e+20 | 1e+20
| SN | 1e+20 | 1e+20 | 1e+20 | 1e+20 | 1e+20 | 1e+20 | 1e+20 | 1e+20 | 1e+20 | 1e+20 | 1e+20 | 1e+20 | 1e+20 | 1e+20 | 1e+20 | 1e+20 | 1e+20 | 1e+20 | 1e+20 | 1e+20 | 1e+20 | 1e+20 | 1e+20 | 1e+20 | 1e+20
| FD | 1e+20 | 1e+20 | 1e+20 | 1e+20 | 1e+20 | 1e+20 | 1e+20 | 1e+20 | 1e+20 | 1e+20 | 1e+20 | 1e+20 | 1e+20 | 1e+20 | 1e+20 | 1e+20 | 1e+20 | 1e+20 | 1e+20 | 1e+20 | 1e+20 | 1e+20 | 1e+20 | 1e+20 | 1e+20
| FN | 1e+20 | 1e+20 | 1e+20 | 1e+20 | 1e+20 | 1e+20 | 1e+20 | 1e+20 | 1e+20 | 1e+20 | 1e+20 | 1e+20 | 1e+20 | 1e+20 | 1e+20 | 1e+20 | 1e+20 | 1e+20 | 1e+20 | 1e+20 | 1e+20 | 1e+20 | 1e+20 | 1e+20 | 1e+20
Y8 | WD | 1e+20 | 1e+20 | 1e+20 | 1e+20 | 1e+20 | 1e+20 | 1e+20 | 1e+20 | 1e+20 | 1e+20 | 1e+20 | 1e+20 | 1e+20 | 1e+20 | 1e+20 | 1e+20 | 1e+20 | 1e+20 | 1e+20 | 1e+20 | 1e+20 | 1e+20 | 1e+20 | 1e+20 | 1e+20
| WN | 1e+20 | 1e+20 | 1e+20 | 1e+20 | 1e+20 | 1e+20 | 1e+20 | 1e+20 | 1e+20 | 1e+20 | 1e+20 | 1e+20 | 1e+20 | 1e+20 | 1e+20 | 1e+20 | 1e+20 | 1e+20 | 1e+20 | 1e+20 | 1e+20 | 1e+20 | 1e+20 | 1e+20 | 1e+20
| SPD | 1e+20 | 1e+20 | 1e+20 | 1e+20 | 1e+20 | 1e+20 | 1e+20 | 1e+20 | 1e+20 | 1e+20 | 1e+20 | 1e+20 | 1e+20 | 1e+20 | 1e+20 | 1e+20 | 1e+20 | 1e+20 | 1e+20 | 1e+20 | 1e+20 | 1e+20 | 1e+20 | 1e+20 | 1e+20
| SPN | 1e+20 | 1e+20 | 1e+20 | 1e+20 | 1e+20 | 1e+20 | 1e+20 | 1e+20 | 1e+20 | 1e+20 | 1e+20 | 1e+20 | 1e+20 | 1e+20 | 1e+20 | 1e+20 | 1e+20 | 1e+20 | 1e+20 | 1e+20 | 1e+20 | 1e+20 | 1e+20 | 1e+20 | 1e+20
| SD | 1e+20 | 1e+20 | 1e+20 | 1e+20 | 1e+20 | 1e+20 | 1e+20 | 1e+20 | 1e+20 | 1e+20 | 1e+20 | 1e+20 | 1e+20 | 1e+20 | 1e+20 | 1e+20 | 1e+20 | 1e+20 | 1e+20 | 1e+20 | 1e+20 | 1e+20 | 1e+20 | 1e+20 | 1e+20
| SN | 1e+20 | 1e+20 | 1e+20 | 1e+20 | 1e+20 | 1e+20 | 1e+20 | 1e+20 | 1e+20 | 1e+20 | 1e+20 | 1e+20 | 1e+20 | 1e+20 | 1e+20 | 1e+20 | 1e+20 | 1e+20 | 1e+20 | 1e+20 | 1e+20 | 1e+20 | 1e+20 | 1e+20 | 1e+20
| FD | 1e+20 | 1e+20 | 1e+20 | 1e+20 | 1e+20 | 1e+20 | 1e+20 | 1e+20 | 1e+20 | 1e+20 | 1e+20 | 1e+20 | 1e+20 | 1e+20 | 1e+20 | 1e+20 | 1e+20 | 1e+20 | 1e+20 | 1e+20 | 1e+20 | 1e+20 | 1e+20 | 1e+20 | 1e+20
| FN | 1e+20 | 1e+20 | 1e+20 | 1e+20 | 1e+20 | 1e+20 | 1e+20 | 1e+20 | 1e+20 | 1e+20 | 1e+20 | 1e+20 | 1e+20 | 1e+20 | 1e+20 | 1e+20 | 1e+20 | 1e+20 | 1e+20 | 1e+20 | 1e+20 | 1e+20 | 1e+20 | 1e+20 | 1e+20

## Emission_cap_annual
Years | Emission Cap
Y0 | 10000000000
Y1 | 10000000000
Y2 | 10000000000
Y3 | 10000000000
Y4 | 10000000000
Y5 | 10000000000
Y6 | 10000000000
Y7 | 10000000000
Y8 | 10000000000

## Demand
Years | Timesteps | DIST_IND | DIST_RES | DIST_SER | DIST_AGR
Y0 | WD | 1.4006 | 2.0328 | 1.1413 | 0.1261
| WN | 0.7003 | 1.5521 | 0.57065 | 0.063048
| SPD | 0.7003 | 1.401 | 0.57065 | 0.063048
| SPN | 0.3533 | 1.1125 | 0.2879 | 0.031808
| SD | 1.4006 | 3.0354 | 1.1413 | 0.1261
| SN | 0.7003 | 2.486 | 0.57065 | 0.063048
| FD | 0.7003 | 1.2087 | 0.57065 | 0.063048
| FN | 0.3533 | 0.90651 | 0.2879 | 0.031808
Y1 | WD | 1.6134 | 2.243 | 1.2595 | 0.14651
| WN | 0.80668 | 1.7126 | 0.62973 | 0.073254
| SPD | 0.80668 | 1.5459 | 0.62973 | 0.073254
| SPN | 0.40697 | 1.2276 | 0.3177 | 0.036957
| SD | 1.6134 | 3.3494 | 1.2595 | 0.14651
| SN | 0.80668 | 2.7431 | 0.62973 | 0.073254
| FD | 0.80668 | 1.3337 | 0.62973 | 0.073254
| FN | 0.40697 | 1.0003 | 0.3177 | 0.036957
Y2 | WD | 1.8586 | 2.4668 | 1.3852 | 0.17024
| WN | 0.9293 | 1.8835 | 0.69258 | 0.085121
| SPD | 0.9293 | 1.7001 | 0.69258 | 0.085121
| SPN | 0.46883 | 1.3501 | 0.34941 | 0.042944
| SD | 1.8586 | 3.6836 | 1.3852 | 0.17024
| SN | 0.9293 | 3.0169 | 0.69258 | 0.085121
| FD | 0.9293 | 1.4668 | 0.69258 | 0.085121
| FN | 0.46883 | 1.1001 | 0.34941 | 0.042944
Y3 | WD | 2.1411 | 2.705 | 1.5189 | 0.19782
| WN | 1.0706 | 2.0653 | 0.75944 | 0.098911
| SPD | 1.0706 | 1.8643 | 0.75944 | 0.098911
| SPN | 0.5401 | 1.4804 | 0.38314 | 0.049901
| SD | 2.1411 | 4.0392 | 1.5189 | 0.19782
| SN | 1.0706 | 3.3081 | 0.75944 | 0.098911
| FD | 1.0706 | 1.6084 | 0.75944 | 0.098911
| FN | 0.5401 | 1.2063 | 0.38314 | 0.049901
Y4 | WD | 2.4665 | 2.9583 | 1.6611 | 0.22987
| WN | 1.2333 | 2.2587 | 0.83054 | 0.11493
| SPD | 1.2333 | 2.0388 | 0.83054 | 0.11493
| SPN | 0.62219 | 1.619 | 0.41901 | 0.057985
| SD | 2.4665 | 4.4174 | 1.6611 | 0.22987
| SN | 1.2333 | 3.6179 | 0.83054 | 0.11493
| FD | 1.2333 | 1.759 | 0.83054 | 0.11493
| FN | 0.62219 | 1.3192 | 0.41901 | 0.057985
Y5 | WD | 2.8415 | 3.2274 | 1.8122 | 0.26711
| WN | 1.4207 | 2.4642 | 0.90612 | 0.13355
| SPD | 1.4207 | 2.2243 | 0.90612 | 0.13355
| SPN | 0.71677 | 1.7664 | 0.45714 | 0.067379
| SD | 2.8415 | 4.8194 | 1.8122 | 0.26711
| SN | 1.4207 | 3.9471 | 0.90612 | 0.13355
| FD | 1.4207 | 1.919 | 0.90612 | 0.13355
| FN | 0.71677 | 1.4393 | 0.45714 | 0.067379
Y6 | WD | 3.2734 | 3.5134 | 1.9728 | 0.31038
| WN | 1.6367 | 2.6826 | 0.98641 | 0.15519
| SPD | 1.6367 | 2.4214 | 0.98641 | 0.15519
| SPN | 0.82571 | 1.9229 | 0.49765 | 0.078294
| SD | 3.2734 | 5.2464 | 1.9728 | 0.31038
| SN | 1.6367 | 4.2968 | 0.98641 | 0.15519
| FD | 1.6367 | 2.0891 | 0.98641 | 0.15519
| FN | 0.82571 | 1.5668 | 0.49765 | 0.078294
Y7 | WD | 3.7709 | 3.8171 | 2.1434 | 0.36066
| WN | 1.8855 | 2.9144 | 1.0717 | 0.18033
| SPD | 1.8855 | 2.6307 | 1.0717 | 0.18033
| SPN | 0.95122 | 2.0891 | 0.54067 | 0.090978
| SD | 3.7709 | 5.6999 | 2.1434 | 0.36066
| SN | 1.8855 | 4.6683 | 1.0717 | 0.18033
| FD | 1.8855 | 2.2697 | 1.0717 | 0.18033
| FN | 0.95122 | 1.7022 | 0.54067 | 0.090978
Y8 | WD | 4.3441 | 4.1395 | 2.3244 | 0.41909
| WN | 2.172 | 3.1606 | 1.1622 | 0.20954
| SPD | 2.172 | 2.8529 | 1.1622 | 0.20954
| SPN | 1.0958 | 2.2656 | 0.58633 | 0.10572
| SD | 4.3441 | 6.1813 | 2.3244 | 0.41909
| SN | 2.172 | 5.0625 | 1.1622 | 0.20954
| FD | 2.172 | 2.4613 | 1.1622 | 0.20954
| FN | 1.0958 | 1.846 | 0.58633 | 0.10572