## V_OM
Tech_category | Supply | [10 empty] | Conversion_plus | Conversion | [12 empty] | Transmission
Technology | CRO_EXT | CRO_IMP | NG_EXT | NG_IMP | HFO_IMP | LFO_IMP | CO_IMP | GEOST | CSP | PV_UTL | WIND | CRO_REF | CROST | HFOST | SCGT1 | CCGT1 | SCGT2 | CCGT2 | COST | BMPP | GEN_SET | IND | RES | SER | AGR | TRANS
Years
Y0 | 11.352 | 12.613 | 7.72 | 10.22 | 10.1 | 14.809 | 3.24 | 0.861 | 1.03 | 0.0556 | 1.03 | 0.71775 | 1.03 | 1.03 | 0.75 | 0.583 | 0.75 | 0.583 | 1.03 | 1.03 | 0.5 | 0.464 | 0.464 | 0.464 | 0.464 | 0.464
Y1 | 11.538 | 12.819 | 7.88 | 10.38 | 10.5 | 15.396 | 3.26 | 0.861 | 1.03 | 0.0556 | 1.03 | 0.71775 | 1.03 | 1.03 | 0.75 | 0.583 | 0.75 | 0.583 | 1.03 | 1.03 | 0.5 | 0.464 | 0.464 | 0.464 | 0.464 | 0.464
Y2 | 11.723 | 13.025 | 8.04 | 10.54 | 10.9 | 15.983 | 3.28 | 0.861 | 1.03 | 0.0556 | 1.03 | 0.71775 | 1.03 | 1.03 | 0.75 | 0.583 | 0.75 | 0.583 | 1.03 | 1.03 | 0.5 | 0.464 | 0.464 | 0.464 | 0.464 | 0.464
Y3 | 11.909 | 13.231 | 8.2 | 10.7 | 11.3 | 16.57 | 3.3 | 0.861 | 1.03 | 0.0556 | 1.03 | 0.71775 | 1.03 | 1.03 | 0.75 | 0.583 | 0.75 | 0.583 | 1.03 | 1.03 | 0.5 | 0.464 | 0.464 | 0.464 | 0.464 | 0.464
Y4 | 12.094 | 13.437 | 8.36 | 10.86 | 11.7 | 17.157 | 3.32 | 0.861 | 1.03 | 0.0556 | 1.03 | 0.71775 | 1.03 | 1.03 | 0.75 | 0.583 | 0.75 | 0.583 | 1.03 | 1.03 | 0.5 | 0.464 | 0.464 | 0.464 | 0.464 | 0.464
Y5 | 12.28 | 13.643 | 8.52 | 11.02 | 12.1 | 17.744 | 3.34 | 0.861 | 1.03 | 0.0556 | 1.03 | 0.71775 | 1.03 | 1.03 | 0.75 | 0.583 | 0.75 | 0.583 | 1.03 | 1.03 | 0.5 | 0.464 | 0.464 | 0.464 | 0.464 | 0.464
Y6 | 12.465 | 13.849 | 8.68 | 11.18 | 12.5 | 18.331 | 3.36 | 0.861 | 1.03 | 0.0556 | 1.03 | 0.71775 | 1.03 | 1.03 | 0.75 | 0.583 | 0.75 | 0.583 | 1.03 | 1.03 | 0.5 | 0.464 | 0.464 | 0.464 | 0.464 | 0.464
Y7 | 12.65 | 14.055 | 8.84 | 11.34 | 12.9 | 18.918 | 3.38 | 0.861 | 1.03 | 0.0556 | 1.03 | 0.71775 | 1.03 | 1.03 | 0.75 | 0.583 | 0.75 | 0.583 | 1.03 | 1.03 | 0.5 | 0.464 | 0.464 | 0.464 | 0.464 | 0.464
Y8 | 12.836 | 14.261 | 9 | 11.5 | 13.3 | 19.505 | 3.4 | 0.861 | 1.03 | 0.0556 | 1.03 | 0.71775 | 1.03 | 1.03 | 0.75 | 0.583 | 0.75 | 0.583 | 1.03 | 1.03 | 0.5 | 0.464 | 0.464 | 0.464 | 0.464 | 0.464

## F_OM
Tech_category | Supply | [10 empty] | Conversion_plus | Conversion | [12 empty] | Transmission
Technology | CRO_EXT | CRO_IMP | NG_EXT | NG_IMP | HFO_IMP | LFO_IMP | CO_IMP | GEOST | CSP | PV_UTL | WIND | CRO_REF | CROST | HFOST | SCGT1 | CCGT1 | SCGT2 | CCGT2 | COST | BMPP | GEN_SET | IND | RES | SER | AGR | TRANS
Years
Y0 | 0 | 0 | 0 | 0 | 0 | 0 | 0 | 120 | 40.58 | 17.91 | 59.56 | 0 | 75 | 75 | 20 | 35 | 45 | 35 | 78 | 75 | 23 | 0 | 0 | 0 | 0 | 0.96
Y1 | 0 | 0 | 0 | 0 | 0 | 0 | 0 | 120 | 40.58 | 17.91 | 59.56 | 0 | 75 | 75 | 20 | 35 | 45 | 35 | 78 | 75 | 23 | 0 | 0 | 0 | 0 | 0.96
Y2 | 0 | 0 | 0 | 0 | 0 | 0 | 0 | 120 | 40.58 | 17.91 | 59.56 | 0 | 75 | 75 | 20 | 35 | 45 | 35 | 78 | 75 | 23 | 0 | 0 | 0 | 0 | 0.96
Y3 | 0 | 0 | 0 | 0 | 0 | 0 | 0 | 120 | 40.58 | 17.91 | 59.56 | 0 | 75 | 75 | 20 | 35 | 45 | 35 | 78 | 75 | 23 | 0 | 0 | 0 | 0 | 0.96
Y4 | 0 | 0 | 0 | 0 | 0 | 0 | 0 | 120 | 40.58 | 17.91 | 59.56 | 0 | 75 | 75 | 20 | 35 | 45 | 35 | 78 | 75 | 23 | 0 | 0 | 0 | 0 | 0.96
Y5 | 0 | 0 | 0 | 0 | 0 | 0 | 0 | 120 | 40.58 | 17.91 | 59.56 | 0 | 75 | 75 | 20 | 35 | 45 | 35 | 78 | 75 | 23 | 0 | 0 | 0 | 0 | 0.96
Y6 | 0 | 0 | 0 | 0 | 0 | 0 | 0 | 120 | 40.58 | 17.91 | 59.56 | 0 | 75 | 75 | 20 | 35 | 45 | 35 | 78 | 75 | 23 | 0 | 0 | 0 | 0 | 0.96
Y7 | 0 | 0 | 0 | 0 | 0 | 0 | 0 | 120 | 40.58 | 17.91 | 59.56 | 0 | 75 | 75 | 20 | 35 | 45 | 35 | 78 | 75 | 23 | 0 | 0 | 0 | 0 | 0.96
Y8 | 0 | 0 | 0 | 0 | 0 | 0 | 0 | 120 | 40.58 | 17.91 | 59.56 | 0 | 75 | 75 | 20 | 35 | 45 | 35 | 78 | 75 | 23 | 0 | 0 | 0 | 0 | 0.96

## INV
Tech_category | Supply | [10 empty] | Conversion_plus | Conversion | [12 empty] | Transmission
Technology | CRO_EXT | CRO_IMP | NG_EXT | NG_IMP | HFO_IMP | LFO_IMP | CO_IMP | GEOST | CSP | PV_UTL | WIND | CRO_REF | CROST | HFOST | SCGT1 | CCGT1 | SCGT2 | CCGT2 | COST | BMPP | GEN_SET | IND | RES | SER | AGR | TRANS
Years
Y0 | 0 | 0 | 0 | 0 | 0 | 0 | 0 | 4000 | 3773.2 | 1279.6 | 1406.8 | 24.1 | 2500 | 2500 | 700 | 1200 | 1450 | 1200 | 2500 | 2500 | 750 | 0 | 0 | 0 | 0 | 0
Y1 | 0 | 0 | 0 | 0 | 0 | 0 | 0 | 4000 | 3630.8 | 1230.4 | 1365.7 | 24.1 | 2500 | 2500 | 700 | 1200 | 1450 | 1200 | 2500 | 2500 | 750 | 0 | 0 | 0 | 0 | 0
Y2 | 0 | 0 | 0 | 0 | 0 | 0 | 0 | 4000 | 3488.4 | 1181.2 | 1324.6 | 24.1 | 2500 | 2500 | 700 | 1200 | 1450 | 1200 | 2500 | 2500 | 750 | 0 | 0 | 0 | 0 | 0
Y3 | 0 | 0 | 0 | 0 | 0 | 0 | 0 | 4000 | 3346 | 1132 | 1283.5 | 24.1 | 2500 | 2500 | 700 | 1200 | 1450 | 1200 | 2500 | 2500 | 750 | 0 | 0 | 0 | 0 | 0
Y4 | 0 | 0 | 0 | 0 | 0 | 0 | 0 | 4000 | 3203.6 | 1082.8 | 1242.4 | 24.1 | 2500 | 2500 | 700 | 1200 | 1450 | 1200 | 2500 | 2500 | 750 | 0 | 0 | 0 | 0 | 0
Y5 | 0 | 0 | 0 | 0 | 0 | 0 | 0 | 4000 | 3061.2 | 1033.6 | 1201.3 | 24.1 | 2500 | 2500 | 700 | 1200 | 1450 | 1200 | 2500 | 2500 | 750 | 0 | 0 | 0 | 0 | 0
Y6 | 0 | 0 | 0 | 0 | 0 | 0 | 0 | 4000 | 2918.8 | 984.4 | 1160.2 | 24.1 | 2500 | 2500 | 700 | 1200 | 1450 | 1200 | 2500 | 2500 | 750 | 0 | 0 | 0 | 0 | 0
Y7 | 0 | 0 | 0 | 0 | 0 | 0 | 0 | 4000 | 2776.4 | 935.2 | 1119.1 | 24.1 | 2500 | 2500 | 700 | 1200 | 1450 | 1200 | 2500 | 2500 | 750 | 0 | 0 | 0 | 0 | 0
Y8 | 0 | 0 | 0 | 0 | 0 | 0 | 0 | 4000 | 2634 | 886 | 1078 | 24.1 | 2500 | 2500 | 700 | 1200 | 1450 | 1200 | 2500 | 2500 | 750 | 0 | 0 | 0 | 0 | 0

## Decom_cost
Tech_category | Supply | [10 empty] | Conversion_plus | Conversion | [12 empty] | Transmission
Technology | CRO_EXT | CRO_IMP | NG_EXT | NG_IMP | HFO_IMP | LFO_IMP | CO_IMP | GEOST | CSP | PV_UTL | WIND | CRO_REF | CROST | HFOST | SCGT1 | CCGT1 | SCGT2 | CCGT2 | COST | BMPP | GEN_SET | IND | RES | SER | AGR | TRANS
Years
Y0 | 0 | 0 | 0 | 0 | 0 | 0 | 0 | 0 | 0 | 0 | 0 | 0 | 0 | 0 | 0 | 0 | 0 | 0 | 0 | 0 | 0 | 0 | 0 | 0 | 0 | 0
Y1 | 0 | 0 | 0 | 0 | 0 | 0 | 0 | 0 | 0 | 0 | 0 | 0 | 0 | 0 | 0 | 0 | 0 | 0 | 0 | 0 | 0 | 0 | 0 | 0 | 0 | 0
Y2 | 0 | 0 | 0 | 0 | 0 | 0 | 0 | 0 | 0 | 0 | 0 | 0 | 0 | 0 | 0 | 0 | 0 | 0 | 0 | 0 | 0 | 0 | 0 | 0 | 0 | 0
Y3 | 0 | 0 | 0 | 0 | 0 | 0 | 0 | 0 | 0 | 0 | 0 | 0 | 0 | 0 | 0 | 0 | 0 | 0 | 0 | 0 | 0 | 0 | 0 | 0 | 0 | 0
Y4 | 0 | 0 | 0 | 0 | 0 | 0 | 0 | 0 | 0 | 0 | 0 | 0 | 0 | 0 | 0 | 0 | 0 | 0 | 0 | 0 | 0 | 0 | 0 | 0 | 0 | 0
Y5 | 0 | 0 | 0 | 0 | 0 | 0 | 0 | 0 | 0 | 0 | 0 | 0 | 0 | 0 | 0 | 0 | 0 | 0 | 0 | 0 | 0 | 0 | 0 | 0 | 0 | 0
Y6 | 0 | 0 | 0 | 0 | 0 | 0 | 0 | 0 | 0 | 0 | 0 | 0 | 0 | 0 | 0 | 0 | 0 | 0 | 0 | 0 | 0 | 0 | 0 | 0 | 0 | 0
Y7 | 0 | 0 | 0 | 0 | 0 | 0 | 0 | 0 | 0 | 0 | 0 | 0 | 0 | 0 | 0 | 0 | 0 | 0 | 0 | 0 | 0 | 0 | 0 | 0 | 0 | 0
Y8 | 0 | 0 | 0 | 0 | 0 | 0 | 0 | 0 | 0 | 0 | 0 | 0 | 0 | 0 | 0 | 0 | 0 | 0 | 0 | 0 | 0 | 0 | 0 | 0 | 0 | 0

## Economic_lifetime
Tech_category | Supply | [10 empty] | Conversion_plus | Conversion | [12 empty] | Transmission
Technology | CRO_EXT | CRO_IMP | NG_EXT | NG_IMP | HFO_IMP | LFO_IMP | CO_IMP | GEOST | CSP | PV_UTL | WIND | CRO_REF | CROST | HFOST | SCGT1 | CCGT1 | SCGT2 | CCGT2 | COST | BMPP | GEN_SET | IND | RES | SER | AGR | TRANS
Performance Parameter
Economic Life time | 1 | 1 | 1 | 1 | 1 | 1 | 1 | 1 | 1 | 1 | 1 | 1 | 1 | 1 | 1 | 1 | 1 | 1 | 1 | 1 | 1 | 1 | 1 | 1 | 1 | 1

## Interest_rate
Tech_category | Supply | [10 empty] | Conversion_plus | Conversion | [12 empty] | Transmission
Technology | CRO_EXT | CRO_IMP | NG_EXT | NG_IMP | HFO_IMP | LFO_IMP | CO_IMP | GEOST | CSP | PV_UTL | WIND | CRO_REF | CROST | HFOST | SCGT1 | CCGT1 | SCGT2 | CCGT2 | COST | BMPP | GEN_SET | IND | RES | SER | AGR | TRANS
Performance Parameter
Interest Rate | 0.216 | 0.216 | 0.216 | 0.216 | 0.216 | 0.216 | 0.216 | 0.216 | 0.216 | 0.216 | 0.216 | 0.216 | 0.216 | 0.216 | 0.216 | 0.216 | 0.216 | 0.216 | 0.216 | 0.216 | 0.216 | 0.216 | 0.216 | 0.216 | 0.216 | 0.216

## Discount_rate
Years | Annual Discount Rate
Y0 | 0.216
Y1 | 0.216
Y2 | 0.216
Y3 | 0.216
Y4 | 0.216
Y5 | 0.216
Y6 | 0.216
Y7 | 0.216
Y8 | 0.216

## Tech_lifetime
Tech_category | Supply | [10 empty] | Conversion_plus | Conversion | [12 empty] | Transmission
Technology | CRO_EXT | CRO_IMP | NG_EXT | NG_IMP | HFO_IMP | LFO_IMP | CO_IMP | GEOST | CSP | PV_UTL | WIND | CRO_REF | CROST | HFOST | SCGT1 | CCGT1 | SCGT2 | CCGT2 | COST | BMPP | GEN_SET | IND | RES | SER | AGR | TRANS
Performance Parameter
Technical Life time | 1 | 1 | 1 | 1 | 1 | 1 | 1 | 25 | 30 | 24 | 25 | 35 | 35 | 35 | 25 | 30 | 25 | 30 | 35 | 30 | 10 | 50 | 50 | 50 | 50 | 50

## Tech_efficiency
Tech_category | Supply | [10 empty] | Conversion_plus | Conversion | [12 empty] | Transmission
Technology | CRO_EXT | CRO_IMP | NG_EXT | NG_IMP | HFO_IMP | LFO_IMP | CO_IMP | GEOST | CSP | PV_UTL | WIND | CRO_REF | CROST | HFOST | SCGT1 | CCGT1 | SCGT2 | CCGT2 | COST | BMPP | GEN_SET | IND | RES | SER | AGR | TRANS
Years
Y0 | 1 | 1 | 1 | 1 | 1 | 1 | 1 | 1 | 1 | 1 | 1 | 1 | 0.37 | 0.37 | 0.3 | 0.48 | 0.35 | 0.48 | 0.37 | 0.35 | 0.3 | 0.85 | 0.85 | 0.85 | 0.85 | 0.95
Y1 | 1 | 1 | 1 | 1 | 1 | 1 | 1 | 1 | 1 | 1 | 1 | 1 | 0.37 | 0.37 | 0.3 | 0.48 | 0.35 | 0.48 | 0.37 | 0.35 | 0.3 | 0.85 | 0.85 | 0.85 | 0.85 | 0.95
Y2 | 1 | 1 | 1 | 1 | 1 | 1 | 1 | 1 | 1 | 1 | 1 | 1 | 0.37 | 0.37 | 0.3 | 0.48 | 0.35 | 0.48 | 0.37 | 0.35 | 0.3 | 0.85 | 0.85 | 0.85 | 0.85 | 0.95
Y3 | 1 | 1 | 1 | 1 | 1 | 1 | 1 | 1 | 1 | 1 | 1 | 1 | 0.37 | 0.37 | 0.3 | 0.48 | 0.35 | 0.48 | 0.37 | 0.35 | 0.3 | 0.85 | 0.85 | 0.85 | 0.85 | 0.95
Y4 | 1 | 1 | 1 | 1 | 1 | 1 | 1 | 1 | 1 | 1 | 1 | 1 | 0.37 | 0.37 | 0.3 | 0.48 | 0.35 | 0.48 | 0.37 | 0.35 | 0.3 | 0.85 | 0.85 | 0.85 | 0.85 | 0.95
Y5 | 1 | 1 | 1 | 1 | 1 | 1 | 1 | 1 | 1 | 1 | 1 | 1 | 0.37 | 0.37 | 0.3 | 0.48 | 0.35 | 0.48 | 0.37 | 0.35 | 0.3 | 0.85 | 0.85 | 0.85 | 0.85 | 0.95
Y6 | 1 | 1 | 1 | 1 | 1 | 1 | 1 | 1 | 1 | 1 | 1 | 1 | 0.37 | 0.37 | 0.3 | 0.48 | 0.35 | 0.48 | 0.37 | 0.35 | 0.3 | 0.85 | 0.85 | 0.85 | 0.85 | 0.95
Y7 | 1 | 1 | 1 | 1 | 1 | 1 | 1 | 1 | 1 | 1 | 1 | 1 | 0.37 | 0.37 | 0.3 | 0.48 | 0.35 | 0.48 | 0.37 | 0.35 | 0.3 | 0.85 | 0.85 | 0.85 | 0.85 | 0.95
Y8 | 1 | 1 | 1 | 1 | 1 | 1 | 1 | 1 | 1 | 1 | 1 | 1 | 0.37 | 0.37 | 0.3 | 0.48 | 0.35 | 0.48 | 0.37 | 0.35 | 0.3 | 0.85 | 0.85 | 0.85 | 0.85 | 0.95

## Carrier_ratio_in
| Tech_category | CRO_REF
| Technology | CRO
Years | Timesteps
Y0 | WD | 1
| WN | 1
| SPD | 1
| SPN | 1
| SD | 1
| SN | 1
| FD | 1
| FN | 1
Y1 | WD | 1
| WN | 1
| SPD | 1
| SPN | 1
| SD | 1
| SN | 1
| FD | 1
| FN | 1
Y2 | WD | 1
| WN | 1
| SPD | 1
| SPN | 1
| SD | 1
| SN | 1
| FD | 1
| FN | 1
Y3 | WD | 1
| WN | 1
| SPD | 1
| SPN | 1
| SD | 1
| SN | 1
| FD | 1
| FN | 1
Y4 | WD | 1
| WN | 1
| SPD | 1
| SPN | 1
| SD | 1
| SN | 1
| FD | 1
| FN | 1
Y5 | WD | 1
| WN | 1
| SPD | 1
| SPN | 1
| SD | 1
| SN | 1
| FD | 1
| FN | 1
Y6 | WD | 1
| WN | 1
| SPD | 1
| SPN | 1
| SD | 1
| SN | 1
| FD | 1
| FN | 1
Y7 | WD | 1
| WN | 1
| SPD | 1
| SPN | 1
| SD | 1
| SN | 1
| FD | 1
| FN | 1
Y8 | WD | 1
| WN | 1
| SPD | 1
| SPN | 1
| SD | 1
| SN | 1
| FD | 1
| FN | 1

## Carrier_ratio_out
| Tech_category | CRO_REF
| Technology | LFO | HFO
Years | Timesteps
Y0 | WD | 0.8 | 0.2
| WN | 0.8 | 0.2
| SPD | 0.8 | 0.2
| SPN | 0.8 | 0.2
| SD | 0.8 | 0.2
| SN | 0.8 | 0.2
| FD | 0.8 | 0.2
| FN | 0.8 | 0.2
Y1 | WD | 0.8 | 0.2
| WN | 0.8 | 0.2
| SPD | 0.8 | 0.2
| SPN | 0.8 | 0.2
| SD | 0.8 | 0.2
| SN | 0.8 | 0.2
| FD | 0.8 | 0.2
| FN | 0.8 | 0.2
Y2 | WD | 0.8 | 0.2
| WN | 0.8 | 0.2
| SPD | 0.8 | 0.2
| SPN | 0.8 | 0.2
| SD | 0.8 | 0.2
| SN | 0.8 | 0.2
| FD | 0.8 | 0.2
| FN | 0.8 | 0.2
Y3 | WD | 0.8 | 0.2
| WN | 0.8 | 0.2
| SPD | 0.8 | 0.2
| SPN | 0.8 | 0.2
| SD | 0.8 | 0.2
| SN | 0.8 | 0.2
| FD | 0.8 | 0.2
| FN | 0.8 | 0.2
Y4 | WD | 0.8 | 0.2
| WN | 0.8 | 0.2
| SPD | 0.8 | 0.2
| SPN | 0.8 | 0.2
| SD | 0.8 | 0.2
| SN | 0.8 | 0.2
| FD | 0.8 | 0.2
| FN | 0.8 | 0.2
Y5 | WD | 0.8 | 0.2
| WN | 0.8 | 0.2
| SPD | 0.8 | 0.2
| SPN | 0.8 | 0.2
| SD | 0.8 | 0.2
| SN | 0.8 | 0.2
| FD | 0.8 | 0.2
| FN | 0.8 | 0.2
Y6 | WD | 0.8 | 0.2
| WN | 0.8 | 0.2
| SPD | 0.8 | 0.2
| SPN | 0.8 | 0.2
| SD | 0.8 | 0.2
| SN | 0.8 | 0.2
| FD | 0.8 | 0.2
| FN | 0.8 | 0.2
Y7 | WD | 0.8 | 0.2
| WN | 0.8 | 0.2
| SPD | 0.8 | 0.2
| SPN | 0.8 | 0.2
| SD | 0.8 | 0.2
| SN | 0.8 | 0.2
| FD | 0.8 | 0.2
| FN | 0.8 | 0.2
Y8 | WD | 0.8 | 0.2
| WN | 0.8 | 0.2
| SPD | 0.8 | 0.2
| SPN | 0.8 | 0.2
| SD | 0.8 | 0.2
| SN | 0.8 | 0.2
| FD | 0.8 | 0.2
| FN | 0.8 | 0.2

## AnnualProd_perunit_capacity
Tech_category | Supply | [10 empty] | Conversion_plus | Conversion | [12 empty] | Transmission
Technology | CRO_EXT | CRO_IMP | NG_EXT | NG_IMP | HFO_IMP | LFO_IMP | CO_IMP | GEOST | CSP | PV_UTL | WIND | CRO_REF | CROST | HFOST | SCGT1 | CCGT1 | SCGT2 | CCGT2 | COST | BMPP | GEN_SET | IND | RES | SER | AGR | TRANS
Performance Parameter
AnnualProd_Per_UnitCapacity | 31.536 | 31.536 | 31.536 | 31.536 | 31.536 | 31.536 | 31.536 | 31.536 | 31.536 | 31.536 | 31.536 | 31.536 | 31.536 | 31.536 | 31.536 | 31.536 | 31.536 | 31.536 | 31.536 | 31.536 | 31.536 | 31.536 | 31.536 | 31.536 | 31.536 | 31.536

## Residual_capacity
Tech_category | Supply | [10 empty] | Conversion_plus | Conversion | [12 empty] | Transmission
Technology | CRO_EXT | CRO_IMP | NG_EXT | NG_IMP | HFO_IMP | LFO_IMP | CO_IMP | GEOST | CSP | PV_UTL | WIND | CRO_REF | CROST | HFOST | SCGT1 | CCGT1 | SCGT2 | CCGT2 | COST | BMPP | GEN_SET | IND | RES | SER | AGR | TRANS
Years
Y0 | 0 | 0 | 0 | 0 | 0 | 0 | 0 | 0 | 0 | 0 | 0 | 0.7083 | 0 | 0 | 0 | 0 | 0 | 0 | 0 | 0 | 0.1122 | 0 | 0 | 0 | 0 | 0
Y1 | 0 | 0 | 0 | 0 | 0 | 0 | 0 | 0 | 0 | 0 | 0 | 0.7083 | 0 | 0 | 0 | 0 | 0 | 0 | 0 | 0 | 0.1122 | 0 | 0 | 0 | 0 | 0
Y2 | 0 | 0 | 0 | 0 | 0 | 0 | 0 | 0 | 0 | 0 | 0 | 0.7083 | 0 | 0 | 0 | 0 | 0 | 0 | 0 | 0 | 0.1122 | 0 | 0 | 0 | 0 | 0
Y3 | 0 | 0 | 0 | 0 | 0 | 0 | 0 | 0 | 0 | 0 | 0 | 0.7083 | 0 | 0 | 0 | 0 | 0 | 0 | 0 | 0 | 0.1122 | 0 | 0 | 0 | 0 | 0
Y4 | 0 | 0 | 0 | 0 | 0 | 0 | 0 | 0 | 0 | 0 | 0 | 0.7083 | 0 | 0 | 0 | 0 | 0 | 0 | 0 | 0 | 0.1122 | 0 | 0 | 0 | 0 | 0
Y5 | 0 | 0 | 0 | 0 | 0 | 0 | 0 | 0 | 0 | 0 | 0 | 0.7083 | 0 | 0 | 0 | 0 | 0 | 0 | 0 | 0 | 0.1122 | 0 | 0 | 0 | 0 | 0
Y6 | 0 | 0 | 0 | 0 | 0 | 0 | 0 | 0 | 0 | 0 | 0 | 0.7083 | 0 | 0 | 0 | 0 | 0 | 0 | 0 | 0 | 0.1122 | 0 | 0 | 0 | 0 | 0
Y7 | 0 | 0 | 0 | 0 | 0 | 0 | 0 | 0 | 0 | 0 | 0 | 0.7083 | 0 | 0 | 0 | 0 | 0 | 0 | 0 | 0 | 0.1122 | 0 | 0 | 0 | 0 | 0
Y8 | 0 | 0 | 0 | 0 | 0 | 0 | 0 | 0 | 0 | 0 | 0 | 0.7083 | 0 | 0 | 0 | 0 | 0 | 0 | 0 | 0 | 0.1122 | 0 | 0 | 0 | 0 | 0

## Capacity_factor_tech
Tech_category | Supply | [10 empty] | Conversion_plus | Conversion | [12 empty] | Transmission
Technology | CRO_EXT | CRO_IMP | NG_EXT | NG_IMP | HFO_IMP | LFO_IMP | CO_IMP | GEOST | CSP | PV_UTL | WIND | CRO_REF | CROST | HFOST | SCGT1 | CCGT1 | SCGT2 | CCGT2 | COST | BMPP | GEN_SET | IND | RES | SER | AGR | TRANS
Years
Y0 | 1 | 1 | 1 | 1 | 1 | 1 | 1 | 0.79 | 1 | 1 | 1 | 1 | 0.82 | 0.73 | 0.85 | 0.85 | 0.61 | 0.854 | 0.85 | 0.5 | 0.3 | 1 | 1 | 1 | 1 | 1
Y1 | 1 | 1 | 1 | 1 | 1 | 1 | 1 | 0.79 | 1 | 1 | 1 | 1 | 0.82 | 0.73 | 0.85 | 0.85 | 0.61 | 0.854 | 0.85 | 0.5 | 0.3 | 1 | 1 | 1 | 1 | 1
Y2 | 1 | 1 | 1 | 1 | 1 | 1 | 1 | 0.79 | 1 | 1 | 1 | 1 | 0.82 | 0.73 | 0.85 | 0.85 | 0.61 | 0.854 | 0.85 | 0.5 | 0.3 | 1 | 1 | 1 | 1 | 1
Y3 | 1 | 1 | 1 | 1 | 1 | 1 | 1 | 0.79 | 1 | 1 | 1 | 1 | 0.82 | 0.73 | 0.85 | 0.85 | 0.61 | 0.854 | 0.85 | 0.5 | 0.3 | 1 | 1 | 1 | 1 | 1
Y4 | 1 | 1 | 1 | 1 | 1 | 1 | 1 | 0.79 | 1 | 1 | 1 | 1 | 0.82 | 0.73 | 0.85 | 0.85 | 0.61 | 0.854 | 0.85 | 0.5 | 0.3 | 1 | 1 | 1 | 1 | 1
Y5 | 1 | 1 | 1 | 1 | 1 | 1 | 1 | 0.79 | 1 | 1 | 1 | 1 | 0.82 | 0.73 | 0.85 | 0.85 | 0.61 | 0.854 | 0.85 | 0.5 | 0.3 | 1 | 1 | 1 | 1 | 1
Y6 | 1 | 1 | 1 | 1 | 1 | 1 | 1 | 0.79 | 1 | 1 | 1 | 1 | 0.82 | 0.73 | 0.85 | 0.85 | 0.61 | 0.854 | 0.85 | 0.5 | 0.3 | 1 | 1 | 1 | 1 | 1
Y7 | 1 | 1 | 1 | 1 | 1 | 1 | 1 | 0.79 | 1 | 1 | 1 | 1 | 0.82 | 0.73 | 0.85 | 0.85 | 0.61 | 0.854 | 0.85 | 0.5 | 0.3 | 1 | 1 | 1 | 1 | 1
Y8 | 1 | 1 | 1 | 1 | 1 | 1 | 1 | 0.79 | 1 | 1 | 1 | 1 | 0.82 | 0.73 | 0.85 | 0.85 | 0.61 | 0.854 | 0.85 | 0.5 | 0.3 | 1 | 1 | 1 | 1 | 1

## capacity_factor_resource
| Tech_category | Supply | [10 empty] | Conversion_plus | Conversion | [12 empty] | Transmission
| Technology | CRO_EXT | CRO_IMP | NG_EXT | NG_IMP | HFO_IMP | LFO_IMP | CO_IMP | GEOST | CSP | PV_UTL | WIND | CRO_REF | CROST | HFOST | SCGT1 | CCGT1 | SCGT2 | CCGT2 | COST | BMPP | GEN_SET | IND | RES | SER | AGR | TRANS
Years | Timesteps
Y0 | WD | 1 | 1 | 1 | 1 | 1 | 1 | 1 | 1 | 0.45 | 0.462 | 0.422 | 1 | 1 | 1 | 1 | 1 | 1 | 1 | 1 | 1 | 1 | 1 | 1 | 1 | 1 | 1
| WN | 1 | 1 | 1 | 1 | 1 | 1 | 1 | 1 | 0 | 0 | 0.629 | 1 | 1 | 1 | 1 | 1 | 1 | 1 | 1 | 1 | 1 | 1 | 1 | 1 | 1 | 1
| SPD | 1 | 1 | 1 | 1 | 1 | 1 | 1 | 1 | 0.45 | 0.401 | 0.244 | 1 | 1 | 1 | 1 | 1 | 1 | 1 | 1 | 1 | 1 | 1 | 1 | 1 | 1 | 1
| SPN | 1 | 1 | 1 | 1 | 1 | 1 | 1 | 1 | 0 | 0 | 0.354 | 1 | 1 | 1 | 1 | 1 | 1 | 1 | 1 | 1 | 1 | 1 | 1 | 1 | 1 | 1
| SD | 1 | 1 | 1 | 1 | 1 | 1 | 1 | 1 | 0.45 | 0.309 | 0.159 | 1 | 1 | 1 | 1 | 1 | 1 | 1 | 1 | 1 | 1 | 1 | 1 | 1 | 1 | 1
| SN | 1 | 1 | 1 | 1 | 1 | 1 | 1 | 1 | 0 | 0 | 0.198 | 1 | 1 | 1 | 1 | 1 | 1 | 1 | 1 | 1 | 1 | 1 | 1 | 1 | 1 | 1
| FD | 1 | 1 | 1 | 1 | 1 | 1 | 1 | 1 | 0.45 | 0.421 | 0.234 | 1 | 1 | 1 | 1 | 1 | 1 | 1 | 1 | 1 | 1 | 1 | 1 | 1 | 1 | 1
| FN | 1 | 1 | 1 | 1 | 1 | 1 | 1 | 1 | 0 | 0 | 0.274 | 1 | 1 | 1 | 1 | 1 | 1 | 1 | 1 | 1 | 1 | 1 | 1 | 1 | 1 | 1
Y1 | WD | 1 | 1 | 1 | 1 | 1 | 1 | 1 | 1 | 0.45 | 0.462 | 0.422 | 1 | 1 | 1 | 1 | 1 | 1 | 1 | 1 | 1 | 1 | 1 | 1 | 1 | 1 | 1
| WN | 1 | 1 | 1 | 1 | 1 | 1 | 1 | 1 | 0 | 0 | 0.629 | 1 | 1 | 1 | 1 | 1 | 1 | 1 | 1 | 1 | 1 | 1 | 1 | 1 | 1 | 1
| SPD | 1 | 1 | 1 | 1 | 1 | 1 | 1 | 1 | 0.45 | 0.401 | 0.244 | 1 | 1 | 1 | 1 | 1 | 1 | 1 | 1 | 1 | 1 | 1 | 1 | 1 | 1 | 1
| SPN | 1 | 1 | 1 | 1 | 1 | 1 | 1 | 1 | 0 | 0 | 0.354 | 1 | 1 | 1 | 1 | 1 | 1 | 1 | 1 | 1 | 1 | 1 | 1 | 1 | 1 | 1
| SD | 1 | 1 | 1 | 1 | 1 | 1 | 1 | 1 | 0.45 | 0.309 | 0.159 | 1 | 1 | 1 | 1 | 1 | 1 | 1 | 1 | 1 | 1 | 1 | 1 | 1 | 1 | 1
| SN | 1 | 1 | 1 | 1 | 1 | 1 | 1 | 1 | 0 | 0 | 0.198 | 1 | 1 | 1 | 1 | 1 | 1 | 1 | 1 | 1 | 1 | 1 | 1 | 1 | 1 | 1
| FD | 1 | 1 | 1 | 1 | 1 | 1 | 1 | 1 | 0.45 | 0.421 | 0.234 | 1 | 1 | 1 | 1 | 1 | 1 | 1 | 1 | 1 | 1 | 1 | 1 | 1 | 1 | 1
| FN | 1 | 1 | 1 | 1 | 1 | 1 | 1 | 1 | 0 | 0 | 0.274 | 1 | 1 | 1 | 1 | 1 | 1 | 1 | 1 | 1 | 1 | 1 | 1 | 1 | 1 | 1
Y2 | WD | 1 | 1 | 1 | 1 | 1 | 1 | 1 | 1 | 0.45 | 0.462 | 0.422 | 1 | 1 | 1 | 1 | 1 | 1 | 1 | 1 | 1 | 1 | 1 | 1 | 1 | 1 | 1
| WN | 1 | 1 | 1 | 1 | 1 | 1 | 1 | 1 | 0 | 0 | 0.629 | 1 | 1 | 1 | 1 | 1 | 1 | 1 | 1 | 1 | 1 | 1 | 1 | 1 | 1 | 1
| SPD | 1 | 1 | 1 | 1 | 1 | 1 | 1 | 1 | 0.45 | 0.401 | 0.244 | 1 | 1 | 1 | 1 | 1 | 1 | 1 | 1 | 1 | 1 | 1 | 1 | 1 | 1 | 1
| SPN | 1 | 1 | 1 | 1 | 1 | 1 | 1 | 1 | 0 | 0 | 0.354 | 1 | 1 | 1 | 1 | 1 | 1 | 1 | 1 | 1 | 1 | 1 | 1 | 1 | 1 | 1
| SD | 1 | 1 | 1 | 1 | 1 | 1 | 1 | 1 | 0.45 | 0.309 | 0.159 | 1 | 1 | 1 | 1 | 1 | 1 | 1 | 1 | 1 | 1 | 1 | 1 | 1 | 1 | 1
| SN | 1 | 1 | 1 | 1 | 1 | 1 | 1 | 1 | 0 | 0 | 0.198 | 1 | 1 | 1 | 1 | 1 | 1 | 1 | 1 | 1 | 1 | 1 | 1 | 1 | 1 | 1
| FD | 1 | 1 | 1 | 1 | 1 | 1 | 1 | 1 | 0.45 | 0.421 | 0.234 | 1 | 1 | 1 | 1 | 1 | 1 | 1 | 1 | 1 | 1 | 1 | 1 | 1 | 1 | 1
| FN | 1 | 1 | 1 | 1 | 1 | 1 | 1 | 1 | 0 | 0 | 0.274 | 1 | 1 | 1 | 1 | 1 | 1 | 1 | 1 | 1 | 1 | 1 | 1 | 1 | 1 | 1
Y3 | WD | 1 | 1 | 1 | 1 | 1 | 1 | 1 | 1 | 0.45 | 0.462 | 0.422 | 1 | 1 | 1 | 1 | 1 | 1 | 1 | 1 | 1 | 1 | 1 | 1 | 1 | 1 | 1
| WN | 1 | 1 | 1 | 1 | 1 | 1 | 1 | 1 | 0 | 0 | 0.629 | 1 | 1 | 1 | 1 | 1 | 1 | 1 | 1 | 1 | 1 | 1 | 1 | 1 | 1 | 1
| SPD | 1 | 1 | 1 | 1 | 1 | 1 | 1 | 1 | 0.45 | 0.401 | 0.244 | 1 | 1 | 1 | 1 | 1 | 1 | 1 | 1 | 1 | 1 | 1 | 1 | 1 | 1 | 1
| SPN | 1 | 1 | 1 | 1 | 1 | 1 | 1 | 1 | 0 | 0 | 0.354 | 1 | 1 | 1 | 1 | 1 | 1 | 1 | 1 | 1 | 1 | 1 | 1 | 1 | 1 | 1
| SD | 1 | 1 | 1 | 1 | 1 | 1 | 1 | 1 | 0.45 | 0.309 | 0.159 | 1 | 1 | 1 | 1 | 1 | 1 | 1 | 1 | 1 | 1 | 1 | 1 | 1 | 1 | 1
| SN | 1 | 1 | 1 | 1 | 1 | 1 | 1 | 1 | 0 | 0 | 0.198 | 1 | 1 | 1 | 1 | 1 | 1 | 1 | 1 | 1 | 1 | 1 | 1 | 1 | 1 | 1
| FD | 1 | 1 | 1 | 1 | 1 | 1 | 1 | 1 | 0.45 | 0.421 | 0.234 | 1 | 1 | 1 | 1 | 1 | 1 | 1 | 1 | 1 | 1 | 1 | 1 | 1 | 1 | 1
| FN | 1 | 1 | 1 | 1 | 1 | 1 | 1 | 1 | 0 | 0 | 0.274 | 1 | 1 | 1 | 1 | 1 | 1 | 1 | 1 | 1 | 1 | 1 | 1 | 1 | 1 | 1
Y4 | WD | 1 | 1 | 1 | 1 | 1 | 1 | 1 | 1 | 0.45 | 0.462 | 0.422 | 1 | 1 | 1 | 1 | 1 | 1 | 1 | 1 | 1 | 1 | 1 | 1 | 1 | 1 | 1
| WN | 1 | 1 | 1 | 1 | 1 | 1 | 1 | 1 | 0 | 0 | 0.629 | 1 | 1 | 1 | 1 | 1 | 1 | 1 | 1 | 1 | 1 | 1 | 1 | 1 | 1 | 1
| SPD | 1 | 1 | 1 | 1 | 1 | 1 | 1 | 1 | 0.45 | 0.401 | 0.244 | 1 | 1 | 1 | 1 | 1 | 1 | 1 | 1 | 1 | 1 | 1 | 1 | 1 | 1 | 1
| SPN | 1 | 1 | 1 | 1 | 1 | 1 | 1 | 1 | 0 | 0 | 0.354 | 1 | 1 | 1 | 1 | 1 | 1 | 1 | 1 | 1 | 1 | 1 | 1 | 1 | 1 | 1
| SD | 1 | 1 | 1 | 1 | 1 | 1 | 1 | 1 | 0.45 | 0.309 | 0.159 | 1 | 1 | 1 | 1 | 1 | 1 | 1 | 1 | 1 | 1 | 1 | 1 | 1 | 1 | 1
| SN | 1 | 1 | 1 | 1 | 1 | 1 | 1 | 1 | 0 | 0 | 0.198 | 1 | 1 | 1 | 1 | 1 | 1 | 1 | 1 | 1 | 1 | 1 | 1 | 1 | 1 | 1
| FD | 1 | 1 | 1 | 1 | 1 | 1 | 1 | 1 | 0.45 | 0.421 | 0.234 | 1 | 1 | 1 | 1 | 1 | 1 | 1 | 1 | 1 | 1 | 1 | 1 | 1 | 1 | 1
| FN | 1 | 1 | 1 | 1 | 1 | 1 | 1 | 1 | 0 | 0 | 0.274 | 1 | 1 | 1 | 1 | 1 | 1 | 1 | 1 | 1 | 1 | 1 | 1 | 1 | 1 | 1
Y5 | WD | 1 | 1 | 1 | 1 | 1 | 1 | 1 | 1 | 0.45 | 0.462 | 0.422 | 1 | 1 | 1 | 1 | 1 | 1 | 1 | 1 | 1 | 1 | 1 | 1 | 1 | 1 | 1
| WN | 1 | 1 | 1 | 1 | 1 | 1 | 1 | 1 | 0 | 0 | 0.629 | 1 | 1 | 1 | 1 | 1 | 1 | 1 | 1 | 1 | 1 | 1 | 1 | 1 | 1 | 1
| SPD | 1 | 1 | 1 | 1 | 1 | 1 | 1 | 1 | 0.45 | 0.401 | 0.244 | 1 | 1 | 1 | 1 | 1 | 1 | 1 | 1 | 1 | 1 | 1 | 1 | 1 | 1 | 1
| SPN | 1 | 1 | 1 | 1 | 1 | 1 | 1 | 1 | 0 | 0 | 0.354 | 1 | 1 | 1 | 1 | 1 | 1 | 1 | 1 | 1 | 1 | 1 | 1 | 1 | 1 | 1
| SD | 1 | 1 | 1 | 1 | 1 | 1 | 1 | 1 | 0.45 | 0.309 | 0.159 | 1 | 1 | 1 | 1 | 1 | 1 | 1 | 1 | 1 | 1 | 1 | 1 | 1 | 1 | 1
| SN | 1 | 1 | 1 | 1 | 1 | 1 | 1 | 1 | 0 | 0 | 0.198 | 1 | 1 | 1 | 1 | 1 | 1 | 1 | 1 | 1 | 1 | 1 | 1 | 1 | 1 | 1
| FD | 1 | 1 | 1 | 1 | 1 | 1 | 1 | 1 | 0.45 | 0.421 | 0.234 | 1 | 1 | 1 | 1 | 1 | 1 | 1 | 1 | 1 | 1 | 1 | 1 | 1 | 1 | 1
| FN | 1 | 1 | 1 | 1 | 1 | 1 | 1 | 1 | 0 | 0 | 0.274 | 1 | 1 | 1 | 1 | 1 | 1 | 1 | 1 | 1 | 1 | 1 | 1 | 1 | 1 | 1
Y6 | WD | 1 | 1 | 1 | 1 | 1 | 1 | 1 | 1 | 0.45 | 0.462 | 0.422 | 1 | 1 | 1 | 1 | 1 | 1 | 1 | 1 | 1 | 1 | 1 | 1 | 1 | 1 | 1
| WN | 1 | 1 | 1 | 1 | 1 | 1 | 1 | 1 | 0 | 0 | 0.629 | 1 | 1 | 1 | 1 | 1 | 1 | 1 | 1 | 1 | 1 | 1 | 1 | 1 | 1 | 1
| SPD | 1 | 1 | 1 | 1 | 1 | 1 | 1 | 1 | 0.45 | 0.401 | 0.244 | 1 | 1 | 1 | 1 | 1 | 1 | 1 | 1 | 1 | 1 | 1 | 1 | 1 | 1 | 1
| SPN | 1 | 1 | 1 | 1 | 1 | 1 | 1 | 1 | 0 | 0 | 0.354 | 1 | 1 | 1 | 1 | 1 | 1 | 1 | 1 | 1 | 1 | 1 | 1 | 1 | 1 | 1
| SD | 1 | 1 | 1 | 1 | 1 | 1 | 1 | 1 | 0.45 | 0.309 | 0.159 | 1 | 1 | 1 | 1 | 1 | 1 | 1 | 1 | 1 | 1 | 1 | 1 | 1 | 1 | 1
| SN | 1 | 1 | 1 | 1 | 1 | 1 | 1 | 1 | 0 | 0 | 0.198 | 1 | 1 | 1 | 1 | 1 | 1 | 1 | 1 | 1 | 1 | 1 | 1 | 1 | 1 | 1
| FD | 1 | 1 | 1 | 1 | 1 | 1 | 1 | 1 | 0.45 | 0.421 | 0.234 | 1 | 1 | 1 | 1 | 1 | 1 | 1 | 1 | 1 | 1 | 1 | 1 | 1 | 1 | 1
| FN | 1 | 1 | 1 | 1 | 1 | 1 | 1 | 1 | 0 | 0 | 0.274 | 1 | 1 | 1 | 1 | 1 | 1 | 1 | 1 | 1 | 1 | 1 | 1 | 1 | 1 | 1
Y7 | WD | 1 | 1 | 1 | 1 | 1 | 1 | 1 | 1 | 0.45 | 0.462 | 0.422 | 1 | 1 | 1 | 1 | 1 | 1 | 1 | 1 | 1 | 1 | 1 | 1 | 1 | 1 | 1
| WN | 1 | 1 | 1 | 1 | 1 | 1 | 1 | 1 | 0 | 0 | 0.629 | 1 | 1 | 1 | 1 | 1 | 1 | 1 | 1 | 1 | 1 | 1 | 1 | 1 | 1 | 1
| SPD | 1 | 1 | 1 | 1 | 1 | 1 | 1 | 1 | 0.45 | 0.401 | 0.244 | 1 | 1 | 1 | 1 | 1 | 1 | 1 | 1 | 1 | 1 | 1 | 1 | 1 | 1 | 1
| SPN | 1 | 1 | 1 | 1 | 1 | 1 | 1 | 1 | 0 | 0 | 0.354 | 1 | 1 | 1 | 1 | 1 | 1 | 1 | 1 | 1 | 1 | 1 | 1 | 1 | 1 | 1
| SD | 1 | 1 | 1 | 1 | 1 | 1 | 1 | 1 | 0.45 | 0.309 | 0.159 | 1 | 1 | 1 | 1 | 1 | 1 | 1 | 1 | 1 | 1 | 1 | 1 | 1 | 1 | 1
| SN | 1 | 1 | 1 | 1 | 1 | 1 | 1 | 1 | 0 | 0 | 0.198 | 1 | 1 | 1 | 1 | 1 | 1 | 1 | 1 | 1 | 1 | 1 | 1 | 1 | 1 | 1
| FD | 1 | 1 | 1 | 1 | 1 | 1 | 1 | 1 | 0.45 | 0.421 | 0.234 | 1 | 1 | 1 | 1 | 1 | 1 | 1 | 1 | 1 | 1 | 1 | 1 | 1 | 1 | 1
| FN | 1 | 1 | 1 | 1 | 1 | 1 | 1 | 1 | 0 | 0 | 0.274 | 1 | 1 | 1 | 1 | 1 | 1 | 1 | 1 | 1 | 1 | 1 | 1 | 1 | 1 | 1
Y8 | WD | 1 | 1 | 1 | 1 | 1 | 1 | 1 | 1 | 0.45 | 0.462 | 0.422 | 1 | 1 | 1 | 1 | 1 | 1 | 1 | 1 | 1 | 1 | 1 | 1 | 1 | 1 | 1
| WN | 1 | 1 | 1 | 1 | 1 | 1 | 1 | 1 | 0 | 0 | 0.629 | 1 | 1 | 1 | 1 | 1 | 1 | 1 | 1 | 1 | 1 | 1 | 1 | 1 | 1 | 1
| SPD | 1 | 1 | 1 | 1 | 1 | 1 | 1 | 1 | 0.45 | 0.401 | 0.244 | 1 | 1 | 1 | 1 | 1 | 1 | 1 | 1 | 1 | 1 | 1 | 1 | 1 | 1 | 1
| SPN | 1 | 1 | 1 | 1 | 1 | 1 | 1 | 1 | 0 | 0 | 0.354 | 1 | 1 | 1 | 1 | 1 | 1 | 1 | 1 | 1 | 1 | 1 | 1 | 1 | 1 | 1
| SD | 1 | 1 | 1 | 1 | 1 | 1 | 1 | 1 | 0.45 | 0.309 | 0.159 | 1 | 1 | 1 | 1 | 1 | 1 | 1 | 1 | 1 | 1 | 1 | 1 | 1 | 1 | 1
| SN | 1 | 1 | 1 | 1 | 1 | 1 | 1 | 1 | 0 | 0 | 0.198 | 1 | 1 | 1 | 1 | 1 | 1 | 1 | 1 | 1 | 1 | 1 | 1 | 1 | 1 | 1
| FD | 1 | 1 | 1 | 1 | 1 | 1 | 1 | 1 | 0.45 | 0.421 | 0.234 | 1 | 1 | 1 | 1 | 1 | 1 | 1 | 1 | 1 | 1 | 1 | 1 | 1 | 1 | 1
| FN | 1 | 1 | 1 | 1 | 1 | 1 | 1 | 1 | 0 | 0 | 0.274 | 1 | 1 | 1 | 1 | 1 | 1 | 1 | 1 | 1 | 1 | 1 | 1 | 1 | 1 | 1

## Specific_emission
Tech_category | Supply | [10 empty] | Conversion_plus | Conversion
Technology | CRO_EXT | CRO_IMP | NG_EXT | NG_IMP | HFO_IMP | LFO_IMP | CO_IMP | GEOST | CSP | PV_UTL | WIND | CRO_REF | CROST | HFOST | SCGT1 | CCGT1 | SCGT2 | CCGT2 | COST | BMPP | GEN_SET | IND | RES | SER | AGR
Years
Y0 | 73300 | 73300 | 56100 | 56100 | 77400 | 69300 | 94600 | 0 | 0 | 0 | 0 | 0 | 0 | 0 | 0 | 0 | 0 | 0 | 0 | 0 | 0 | 0 | 0 | 0 | 0
Y1 | 73300 | 73300 | 56100 | 56100 | 77400 | 69300 | 94600 | 0 | 0 | 0 | 0 | 0 | 0 | 0 | 0 | 0 | 0 | 0 | 0 | 0 | 0 | 0 | 0 | 0 | 0
Y2 | 73300 | 73300 | 56100 | 56100 | 77400 | 69300 | 94600 | 0 | 0 | 0 | 0 | 0 | 0 | 0 | 0 | 0 | 0 | 0 | 0 | 0 | 0 | 0 | 0 | 0 | 0
Y3 | 73300 | 73300 | 56100 | 56100 | 77400 | 69300 | 94600 | 0 | 0 | 0 | 0 | 0 | 0 | 0 | 0 | 0 | 0 | 0 | 0 | 0 | 0 | 0 | 0 | 0 | 0
Y4 | 73300 | 73300 | 56100 | 56100 | 77400 | 69300 | 94600 | 0 | 0 | 0 | 0 | 0 | 0 | 0 | 0 | 0 | 0 | 0 | 0 | 0 | 0 | 0 | 0 | 0 | 0
Y5 | 73300 | 73300 | 56100 | 56100 | 77400 | 69300 | 94600 | 0 | 0 | 0 | 0 | 0 | 0 | 0 | 0 | 0 | 0 | 0 | 0 | 0 | 0 | 0 | 0 | 0 | 0
Y6 | 73300 | 73300 | 56100 | 56100 | 77400 | 69300 | 94600 | 0 | 0 | 0 | 0 | 0 | 0 | 0 | 0 | 0 | 0 | 0 | 0 | 0 | 0 | 0 | 0 | 0 | 0
Y7 | 73300 | 73300 | 56100 | 56100 | 77400 | 69300 | 94600 | 0 | 0 | 0 | 0 | 0 | 0 | 0 | 0 | 0 | 0 | 0 | 0 | 0 | 0 | 0 | 0 | 0 | 0
Y8 | 73300 | 73300 | 56100 | 56100 | 77400 | 69300 | 94600 | 0 | 0 | 0 | 0 | 0 | 0 | 0 | 0 | 0 | 0 | 0 | 0 | 0 | 0 | 0 | 0 | 0 | 0

## Investment_taxsub
Taxes or Subsidies | Tax | [25 empty] | Sub
Tech_category | Supply | [10 empty] | Conversion_plus | Conversion | [12 empty] | Transmission | Supply | [10 empty] | Conversion_plus | Conversion | [12 empty] | Transmission
Technology | CRO_EXT | CRO_IMP | NG_EXT | NG_IMP | HFO_IMP | LFO_IMP | CO_IMP | GEOST | CSP | PV_UTL | WIND | CRO_REF | CROST | HFOST | SCGT1 | CCGT1 | SCGT2 | CCGT2 | COST | BMPP | GEN_SET | IND | RES | SER | AGR | TRANS | CRO_EXT | CRO_IMP | NG_EXT | NG_IMP | HFO_IMP | LFO_IMP | CO_IMP | GEOST | CSP | PV_UTL | WIND | CRO_REF | CROST | HFOST | SCGT1 | CCGT1 | SCGT2 | CCGT2 | COST | BMPP | GEN_SET | IND | RES | SER | AGR | TRANS
Years
Y0 | 0 | 0 | 0 | 0 | 0 | 0 | 0 | 0 | 0 | 0 | 0 | 0 | 0 | 0 | 0 | 0 | 0 | 0 | 0 | 0 | 0 | 0 | 0 | 0 | 0 | 0 | 0 | 0 | 0 | 0 | 0 | 0 | 0 | 0 | 0 | 0 | 0 | 0 | 0 | 0 | 0 | 0 | 0 | 0 | 0 | 0 | 0 | 0 | 0 | 0 | 0 | 0
Y1 | 0 | 0 | 0 | 0 | 0 | 0 | 0 | 0 | 0 | 0 | 0 | 0 | 0 | 0 | 0 | 0 | 0 | 0 | 0 | 0 | 0 | 0 | 0 | 0 | 0 | 0 | 0 | 0 | 0 | 0 | 0 | 0 | 0 | 0 | 0 | 0 | 0 | 0 | 0 | 0 | 0 | 0 | 0 | 0 | 0 | 0 | 0 | 0 | 0 | 0 | 0 | 0
Y2 | 0 | 0 | 0 | 0 | 0 | 0 | 0 | 0 | 0 | 0 | 0 | 0 | 0 | 0 | 0 | 0 | 0 | 0 | 0 | 0 | 0 | 0 | 0 | 0 | 0 | 0 | 0 | 0 | 0 | 0 | 0 | 0 | 0 | 0 | 0 | 0 | 0 | 0 | 0 | 0 | 0 | 0 | 0 | 0 | 0 | 0 | 0 | 0 | 0 | 0 | 0 | 0
Y3 | 0 | 0 | 0 | 0 | 0 | 0 | 0 | 0 | 0 | 0 | 0 | 0 | 0 | 0 | 0 | 0 | 0 | 0 | 0 | 0 | 0 | 0 | 0 | 0 | 0 | 0 | 0 | 0 | 0 | 0 | 0 | 0 | 0 | 0 | 0 | 0 | 0 | 0 | 0 | 0 | 0 | 0 | 0 | 0 | 0 | 0 | 0 | 0 | 0 | 0 | 0 | 0
Y4 | 0 | 0 | 0 | 0 | 0 | 0 | 0 | 0 | 0 | 0 | 0 | 0 | 0 | 0 | 0 | 0 | 0 | 0 | 0 | 0 | 0 | 0 | 0 | 0 | 0 | 0 | 0 | 0 | 0 | 0 | 0 | 0 | 0 | 0 | 0 | 0 | 0 | 0 | 0 | 0 | 0 | 0 | 0 | 0 | 0 | 0 | 0 | 0 | 0 | 0 | 0 | 0
Y5 | 0 | 0 | 0 | 0 | 0 | 0 | 0 | 0 | 0 | 0 | 0 | 0 | 0 | 0 | 0 | 0 | 0 | 0 | 0 | 0 | 0 | 0 | 0 | 0 | 0 | 0 | 0 | 0 | 0 | 0 | 0 | 0 | 0 | 0 | 0 | 0 | 0 | 0 | 0 | 0 | 0 | 0 | 0 | 0 | 0 | 0 | 0 | 0 | 0 | 0 | 0 | 0
Y6 | 0 | 0 | 0 | 0 | 0 | 0 | 0 | 0 | 0 | 0 | 0 | 0 | 0 | 0 | 0 | 0 | 0 | 0 | 0 | 0 | 0 | 0 | 0 | 0 | 0 | 0 | 0 | 0 | 0 | 0 | 0 | 0 | 0 | 0 | 0 | 0 | 0 | 0 | 0 | 0 | 0 | 0 | 0 | 0 | 0 | 0 | 0 | 0 | 0 | 0 | 0 | 0
Y7 | 0 | 0 | 0 | 0 | 0 | 0 | 0 | 0 | 0 | 0 | 0 | 0 | 0 | 0 | 0 | 0 | 0 | 0 | 0 | 0 | 0 | 0 | 0 | 0 | 0 | 0 | 0 | 0 | 0 | 0 | 0 | 0 | 0 | 0 | 0 | 0 | 0 | 0 | 0 | 0 | 0 | 0 | 0 | 0 | 0 | 0 | 0 | 0 | 0 | 0 | 0 | 0
Y8 | 0 | 0 | 0 | 0 | 0 | 0 | 0 | 0 | 0 | 0 | 0 | 0 | 0 | 0 | 0 | 0 | 0 | 0 | 0 | 0 | 0 | 0 | 0 | 0 | 0 | 0 | 0 | 0 | 0 | 0 | 0 | 0 | 0 | 0 | 0 | 0 | 0 | 0 | 0 | 0 | 0 | 0 | 0 | 0 | 0 | 0 | 0 | 0 | 0 | 0 | 0 | 0

## Fix_taxsub
Taxes or Subsidies | Tax | [25 empty] | Sub
Tech_category | Supply | [10 empty] | Conversion_plus | Conversion | [12 empty] | Transmission | Supply | [10 empty] | Conversion_plus | Conversion | [12 empty] | Transmission
Technology | CRO_EXT | CRO_IMP | NG_EXT | NG_IMP | HFO_IMP | LFO_IMP | CO_IMP | GEOST | CSP | PV_UTL | WIND | CRO_REF | CROST | HFOST | SCGT1 | CCGT1 | SCGT2 | CCGT2 | COST | BMPP | GEN_SET | IND | RES | SER | AGR | TRANS | CRO_EXT | CRO_IMP | NG_EXT | NG_IMP | HFO_IMP | LFO_IMP | CO_IMP | GEOST | CSP | PV_UTL | WIND | CRO_REF | CROST | HFOST | SCGT1 | CCGT1 | SCGT2 | CCGT2 | COST | BMPP | GEN_SET | IND | RES | SER | AGR | TRANS
Years
Y0 | 0 | 0 | 0 | 0 | 0 | 0 | 0 | 0 | 0 | 0 | 0 | 0 | 0 | 0 | 0 | 0 | 0 | 0 | 0 | 0 | 0 | 0 | 0 | 0 | 0 | 0 | 0 | 0 | 0 | 0 | 0 | 0 | 0 | 0 | 0 | 0 | 0 | 0 | 0 | 0 | 0 | 0 | 0 | 0 | 0 | 0 | 0 | 0 | 0 | 0 | 0 | 0
Y1 | 0 | 0 | 0 | 0 | 0 | 0 | 0 | 0 | 0 | 0 | 0 | 0 | 0 | 0 | 0 | 0 | 0 | 0 | 0 | 0 | 0 | 0 | 0 | 0 | 0 | 0 | 0 | 0 | 0 | 0 | 0 | 0 | 0 | 0 | 0 | 0 | 0 | 0 | 0 | 0 | 0 | 0 | 0 | 0 | 0 | 0 | 0 | 0 | 0 | 0 | 0 | 0
Y2 | 0 | 0 | 0 | 0 | 0 | 0 | 0 | 0 | 0 | 0 | 0 | 0 | 0 | 0 | 0 | 0 | 0 | 0 | 0 | 0 | 0 | 0 | 0 | 0 | 0 | 0 | 0 | 0 | 0 | 0 | 0 | 0 | 0 | 0 | 0 | 0 | 0 | 0 | 0 | 0 | 0 | 0 | 0 | 0 | 0 | 0 | 0 | 0 | 0 | 0 | 0 | 0
Y3 | 0 | 0 | 0 | 0 | 0 | 0 | 0 | 0 | 0 | 0 | 0 | 0 | 0 | 0 | 0 | 0 | 0 | 0 | 0 | 0 | 0 | 0 | 0 | 0 | 0 | 0 | 0 | 0 | 0 | 0 | 0 | 0 | 0 | 0 | 0 | 0 | 0 | 0 | 0 | 0 | 0 | 0 | 0 | 0 | 0 | 0 | 0 | 0 | 0 | 0 | 0 | 0
Y4 | 0 | 0 | 0 | 0 | 0 | 0 | 0 | 0 | 0 | 0 | 0 | 0 | 0 | 0 | 0 | 0 | 0 | 0 | 0 | 0 | 0 | 0 | 0 | 0 | 0 | 0 | 0 | 0 | 0 | 0 | 0 | 0 | 0 | 0 | 0 | 0 | 0 | 0 | 0 | 0 | 0 | 0 | 0 | 0 | 0 | 0 | 0 | 0 | 0 | 0 | 0 | 0
Y5 | 0 | 0 | 0 | 0 | 0 | 0 | 0 | 0 | 0 | 0 | 0 | 0 | 0 | 0 | 0 | 0 | 0 | 0 | 0 | 0 | 0 | 0 | 0 | 0 | 0 | 0 | 0 | 0 | 0 | 0 | 0 | 0 | 0 | 0 | 0 | 0 | 0 | 0 | 0 | 0 | 0 | 0 | 0 | 0 | 0 | 0 | 0 | 0 | 0 | 0 | 0 | 0
Y6 | 0 | 0 | 0 | 0 | 0 | 0 | 0 | 0 | 0 | 0 | 0 | 0 | 0 | 0 | 0 | 0 | 0 | 0 | 0 | 0 | 0 | 0 | 0 | 0 | 0 | 0 | 0 | 0 | 0 | 0 | 0 | 0 | 0 | 0 | 0 | 0 | 0 | 0 | 0 | 0 | 0 | 0 | 0 | 0 | 0 | 0 | 0 | 0 | 0 | 0 | 0 | 0
Y7 | 0 | 0 | 0 | 0 | 0 | 0 | 0 | 0 | 0 | 0 | 0 | 0 | 0 | 0 | 0 | 0 | 0 | 0 | 0 | 0 | 0 | 0 | 0 | 0 | 0 | 0 | 0 | 0 | 0 | 0 | 0 | 0 | 0 | 0 | 0 | 0 | 0 | 0 | 0 | 0 | 0 | 0 | 0 | 0 | 0 | 0 | 0 | 0 | 0 | 0 | 0 | 0
Y8 | 0 | 0 | 0 | 0 | 0 | 0 | 0 | 0 | 0 | 0 | 0 | 0 | 0 | 0 | 0 | 0 | 0 | 0 | 0 | 0 | 0 | 0 | 0 | 0 | 0 | 0 | 0 | 0 | 0 | 0 | 0 | 0 | 0 | 0 | 0 | 0 | 0 | 0 | 0 | 0 | 0 | 0 | 0 | 0 | 0 | 0 | 0 | 0 | 0 | 0 | 0 | 0

## Carbon_tax
Tech_category | Supply | [10 empty] | Conversion_plus | Conversion
Technology | CRO_EXT | CRO_IMP | NG_EXT | NG_IMP | HFO_IMP | LFO_IMP | CO_IMP | GEOST | CSP | PV_UTL | WIND | CRO_REF | CROST | HFOST | SCGT1 | CCGT1 | SCGT2 | CCGT2 | COST | BMPP | GEN_SET | IND | RES | SER | AGR
Years
Y0 | 0 | 0 | 0 | 0 | 0 | 0 | 0 | 0 | 0 | 0 | 0 | 0 | 0 | 0 | 0 | 0 | 0 | 0 | 0 | 0 | 0 | 0 | 0 | 0 | 0
Y1 | 0 | 0 | 0 | 0 | 0 | 0 | 0 | 0 | 0 | 0 | 0 | 0 | 0 | 0 | 0 | 0 | 0 | 0 | 0 | 0 | 0 | 0 | 0 | 0 | 0
Y2 | 0 | 0 | 0 | 0 | 0 | 0 | 0 | 0 | 0 | 0 | 0 | 0 | 0 | 0 | 0 | 0 | 0 | 0 | 0 | 0 | 0 | 0 | 0 | 0 | 0
Y3 | 0 | 0 | 0 | 0 | 0 | 0 | 0 | 0 | 0 | 0 | 0 | 0 | 0 | 0 | 0 | 0 | 0 | 0 | 0 | 0 | 0 | 0 | 0 | 0 | 0
Y4 | 0 | 0 | 0 | 0 | 0 | 0 | 0 | 0 | 0 | 0 | 0 | 0 | 0 | 0 | 0 | 0 | 0 | 0 | 0 | 0 | 0 | 0 | 0 | 0 | 0
Y5 | 0 | 0 | 0 | 0 | 0 | 0 | 0 | 0 | 0 | 0 | 0 | 0 | 0 | 0 | 0 | 0 | 0 | 0 | 0 | 0 | 0 | 0 | 0 | 0 | 0
Y6 | 0 | 0 | 0 | 0 | 0 | 0 | 0 | 0 | 0 | 0 | 0 | 0 | 0 | 0 | 0 | 0 | 0 | 0 | 0 | 0 | 0 | 0 | 0 | 0 | 0
Y7 | 0 | 0 | 0 | 0 | 0 | 0 | 0 | 0 | 0 | 0 | 0 | 0 | 0 | 0 | 0 | 0 | 0 | 0 | 0 | 0 | 0 | 0 | 0 | 0 | 0
Y8 | 0 | 0 | 0 | 0 | 0 | 0 | 0 | 0 | 0 | 0 | 0 | 0 | 0 | 0 | 0 | 0 | 0 | 0 | 0 | 0 | 0 | 0 | 0 | 0 | 0

## Min_newcap
Tech_category | Supply | [10 empty] | Conversion_plus | Conversion | [12 empty] | Transmission
Technology | CRO_EXT | CRO_IMP | NG_EXT | NG_IMP | HFO_IMP | LFO_IMP | CO_IMP | GEOST | CSP | PV_UTL | WIND | CRO_REF | CROST | HFOST | SCGT1 | CCGT1 | SCGT2 | CCGT2 | COST | BMPP | GEN_SET | IND | RES | SER | AGR | TRANS
Years
Y0 | 0 | 0 | 0 | 0 | 0 | 0 | 0 | 0 | 0 | 0 | 0 | 0 | 0 | 0 | 0 | 0 | 0 | 0 | 0 | 0 | 0 | 0 | 0 | 0 | 0 | 0
Y1 | 0 | 0 | 0 | 0 | 0 | 0 | 0 | 0 | 0 | 0 | 0 | 0 | 0 | 0 | 0 | 0 | 0 | 0 | 0 | 0 | 0 | 0 | 0 | 0 | 0 | 0
Y2 | 0 | 0 | 0 | 0 | 0 | 0 | 0 | 0 | 0 | 0 | 0 | 0 | 0 | 0 | 0 | 0 | 0 | 0 | 0 | 0 | 0 | 0 | 0 | 0 | 0 | 0
Y3 | 0 | 0 | 0 | 0 | 0 | 0 | 0 | 0 | 0 | 0 | 0 | 0 | 0 | 0 | 0 | 0 | 0 | 0 | 0 | 0 | 0 | 0 | 0 | 0 | 0 | 0
Y4 | 0 | 0 | 0 | 0 | 0 | 0 | 0 | 0 | 0 | 0 | 0 | 0 | 0 | 0 | 0 | 0 | 0 | 0 | 0 | 0 | 0 | 0 | 0 | 0 | 0 | 0
Y5 | 0 | 0 | 0 | 0 | 0 | 0 | 0 | 0 | 0 | 0 | 0 | 0 | 0 | 0 | 0 | 0 | 0 | 0 | 0 | 0 | 0 | 0 | 0 | 0 | 0 | 0
Y6 | 0 | 0 | 0 | 0 | 0 | 0 | 0 | 0 | 0 | 0 | 0 | 0 | 0 | 0 | 0 | 0 | 0 | 0 | 0 | 0 | 0 | 0 | 0 | 0 | 0 | 0
Y7 | 0 | 0 | 0 | 0 | 0 | 0 | 0 | 0 | 0 | 0 | 0 | 0 | 0 | 0 | 0 | 0 | 0 | 0 | 0 | 0 | 0 | 0 | 0 | 0 | 0 | 0
Y8 | 0 | 0 | 0 | 0 | 0 | 0 | 0 | 0 | 0 | 0 | 0 | 0 | 0 | 0 | 0 | 0 | 0 | 0 | 0 | 0 | 0 | 0 | 0 | 0 | 0 | 0

## Max_newcap
Tech_category | Supply | [10 empty] | Conversion_plus | Conversion | [12 empty] | Transmission
Technology | CRO_EXT | CRO_IMP | NG_EXT | NG_IMP | HFO_IMP | LFO_IMP | CO_IMP | GEOST | CSP | PV_UTL | WIND | CRO_REF | CROST | HFOST | SCGT1 | CCGT1 | SCGT2 | CCGT2 | COST | BMPP | GEN_SET | IND | RES | SER | AGR | TRANS
Years
Y0 | 10000000000 | 10000000000 | 10000000000 | 10000000000 | 10000000000 | 10000000000 | 10000000000 | 10000000000 | 10000000000 | 10000000000 | 10000000000 | 10000000000 | 10000000000 | 10000000000 | 10000000000 | 10000000000 | 10000000000 | 10000000000 | 10000000000 | 10000000000 | 10000000000 | 10000000000 | 10000000000 | 10000000000 | 10000000000 | 10000000000
Y1 | 10000000000 | 10000000000 | 10000000000 | 10000000000 | 10000000000 | 10000000000 | 10000000000 | 10000000000 | 10000000000 | 10000000000 | 10000000000 | 10000000000 | 10000000000 | 10000000000 | 10000000000 | 10000000000 | 10000000000 | 10000000000 | 10000000000 | 10000000000 | 10000000000 | 10000000000 | 10000000000 | 10000000000 | 10000000000 | 10000000000
Y2 | 10000000000 | 10000000000 | 10000000000 | 10000000000 | 10000000000 | 10000000000 | 10000000000 | 10000000000 | 10000000000 | 10000000000 | 10000000000 | 10000000000 | 10000000000 | 10000000000 | 10000000000 | 10000000000 | 10000000000 | 10000000000 | 10000000000 | 10000000000 | 10000000000 | 10000000000 | 10000000000 | 10000000000 | 10000000000 | 10000000000
Y3 | 10000000000 | 10000000000 | 10000000000 | 10000000000 | 10000000000 | 10000000000 | 10000000000 | 10000000000 | 10000000000 | 10000000000 | 10000000000 | 10000000000 | 10000000000 | 10000000000 | 10000000000 | 10000000000 | 10000000000 | 10000000000 | 10000000000 | 10000000000 | 10000000000 | 10000000000 | 10000000000 | 10000000000 | 10000000000 | 10000000000
Y4 | 10000000000 | 10000000000 | 10000000000 | 10000000000 | 10000000000 | 10000000000 | 10000000000 | 10000000000 | 10000000000 | 10000000000 | 10000000000 | 10000000000 | 10000000000 | 10000000000 | 10000000000 | 10000000000 | 10000000000 | 10000000000 | 10000000000 | 10000000000 | 10000000000 | 10000000000 | 10000000000 | 10000000000 | 10000000000 | 10000000000
Y5 | 10000000000 | 10000000000 | 10000000000 | 10000000000 | 10000000000 | 10000000000 | 10000000000 | 10000000000 | 10000000000 | 10000000000 | 10000000000 | 10000000000 | 10000000000 | 10000000000 | 10000000000 | 10000000000 | 10000000000 | 10000000000 | 10000000000 | 10000000000 | 10000000000 | 10000000000 | 10000000000 | 10000000000 | 10000000000 | 10000000000
Y6 | 10000000000 | 10000000000 | 10000000000 | 10000000000 | 10000000000 | 10000000000 | 10000000000 | 10000000000 | 10000000000 | 10000000000 | 10000000000 | 10000000000 | 10000000000 | 10000000000 | 10000000000 | 10000000000 | 10000000000 | 10000000000 | 10000000000 | 10000000000 | 10000000000 | 10000000000 | 10000000000 | 10000000000 | 10000000000 | 10000000000
Y7 | 10000000000 | 10000000000 | 10000000000 | 10000000000 | 10000000000 | 10000000000 | 10000000000 | 10000000000 | 10000000000 | 10000000000 | 10000000000 | 10000000000 | 10000000000 | 10000000000 | 10000000000 | 10000000000 | 10000000000 | 10000000000 | 10000000000 | 10000000000 | 10000000000 | 10000000000 | 10000000000 | 10000000000 | 10000000000 | 10000000000
Y8 | 10000000000 | 10000000000 | 10000000000 | 10000000000 | 10000000000 | 10000000000 | 10000000000 | 10000000000 | 10000000000 | 10000000000 | 10000000000 | 10000000000 | 10000000000 | 10000000000 | 10000000000 | 10000000000 | 10000000000 | 10000000000 | 10000000000 | 10000000000 | 10000000000 | 10000000000 | 10000000000 | 10000000000 | 10000000000 | 10000000000

## Min_totalcap
Tech_category | Supply | [10 empty] | Conversion_plus | Conversion | [12 empty] | Transmission
Technology | CRO_EXT | CRO_IMP | NG_EXT | NG_IMP | HFO_IMP | LFO_IMP | CO_IMP | GEOST | CSP | PV_UTL | WIND | CRO_REF | CROST | HFOST | SCGT1 | CCGT1 | SCGT2 | CCGT2 | COST | BMPP | GEN_SET | IND | RES | SER | AGR | TRANS
Years
Y0 | 0 | 0 | 0 | 0 | 0 | 0 | 0 | 0 | 0 | 0 | 0 | 0 | 0 | 0 | 0 | 0 | 0 | 0 | 0 | 0 | 0 | 0 | 0 | 0 | 0 | 0
Y1 | 0 | 0 | 0 | 0 | 0 | 0 | 0 | 0 | 0 | 0 | 0 | 0 | 0 | 0 | 0 | 0 | 0 | 0 | 0 | 0 | 0 | 0 | 0 | 0 | 0 | 0
Y2 | 0 | 0 | 0 | 0 | 0 | 0 | 0 | 0 | 0 | 0 | 0 | 0 | 0 | 0 | 0 | 0 | 0 | 0 | 0 | 0 | 0 | 0 | 0 | 0 | 0 | 0
Y3 | 0 | 0 | 0 | 0 | 0 | 0 | 0 | 0 | 0 | 0 | 0 | 0 | 0 | 0 | 0 | 0 | 0 | 0 | 0 | 0 | 0 | 0 | 0 | 0 | 0 | 0
Y4 | 0 | 0 | 0 | 0 | 0 | 0 | 0 | 0 | 0 | 0 | 0 | 0 | 0 | 0 | 0 | 0 | 0 | 0 | 0 | 0 | 0 | 0 | 0 | 0 | 0 | 0
Y5 | 0 | 0 | 0 | 0 | 0 | 0 | 0 | 0 | 0 | 0 | 0 | 0 | 0 | 0 | 0 | 0 | 0 | 0 | 0 | 0 | 0 | 0 | 0 | 0 | 0 | 0
Y6 | 0 | 0 | 0 | 0 | 0 | 0 | 0 | 0 | 0 | 0 | 0 | 0 | 0 | 0 | 0 | 0 | 0 | 0 | 0 | 0 | 0 | 0 | 0 | 0 | 0 | 0
Y7 | 0 | 0 | 0 | 0 | 0 | 0 | 0 | 0 | 0 | 0 | 0 | 0 | 0 | 0 | 0 | 0 | 0 | 0 | 0 | 0 | 0 | 0 | 0 | 0 | 0 | 0
Y8 | 0 | 0 | 0 | 0 | 0 | 0 | 0 | 0 | 0 | 0 | 0 | 0 | 0 | 0 | 0 | 0 | 0 | 0 | 0 | 0 | 0 | 0 | 0 | 0 | 0 | 0

## Max_totalcap
Tech_category | Supply | [10 empty] | Conversion_plus | Conversion | [12 empty] | Transmission
Technology | CRO_EXT | CRO_IMP | NG_EXT | NG_IMP | HFO_IMP | LFO_IMP | CO_IMP | GEOST | CSP | PV_UTL | WIND | CRO_REF | CROST | HFOST | SCGT1 | CCGT1 | SCGT2 | CCGT2 | COST | BMPP | GEN_SET | IND | RES | SER | AGR | TRANS
Years
Y0 | 10000000000 | 10000000000 | 10000000000 | 10000000000 | 10000000000 | 10000000000 | 10000000000 | 0.16 | 10000000000 | 2723.97 | 53.94 | 10000000000 | 10000000000 | 10000000000 | 10000000000 | 10000000000 | 10000000000 | 10000000000 | 10000000000 | 10000000000 | 10000000000 | 10000000000 | 10000000000 | 10000000000 | 10000000000 | 10000000000
Y1 | 10000000000 | 10000000000 | 10000000000 | 10000000000 | 10000000000 | 10000000000 | 10000000000 | 0.16 | 10000000000 | 2723.97 | 53.94 | 10000000000 | 10000000000 | 10000000000 | 10000000000 | 10000000000 | 10000000000 | 10000000000 | 10000000000 | 10000000000 | 10000000000 | 10000000000 | 10000000000 | 10000000000 | 10000000000 | 10000000000
Y2 | 10000000000 | 10000000000 | 10000000000 | 10000000000 | 10000000000 | 10000000000 | 10000000000 | 0.16 | 10000000000 | 2723.97 | 53.94 | 10000000000 | 10000000000 | 10000000000 | 10000000000 | 10000000000 | 10000000000 | 10000000000 | 10000000000 | 10000000000 | 10000000000 | 10000000000 | 10000000000 | 10000000000 | 10000000000 | 10000000000
Y3 | 10000000000 | 10000000000 | 10000000000 | 10000000000 | 10000000000 | 10000000000 | 10000000000 | 0.16 | 10000000000 | 2723.97 | 53.94 | 10000000000 | 10000000000 | 10000000000 | 10000000000 | 10000000000 | 10000000000 | 10000000000 | 10000000000 | 10000000000 | 10000000000 | 10000000000 | 10000000000 | 10000000000 | 10000000000 | 10000000000
Y4 | 10000000000 | 10000000000 | 10000000000 | 10000000000 | 10000000000 | 10000000000 | 10000000000 | 0.16 | 10000000000 | 2723.97 | 53.94 | 10000000000 | 10000000000 | 10000000000 | 10000000000 | 10000000000 | 10000000000 | 10000000000 | 10000000000 | 10000000000 | 10000000000 | 10000000000 | 10000000000 | 10000000000 | 10000000000 | 10000000000
Y5 | 10000000000 | 10000000000 | 10000000000 | 10000000000 | 10000000000 | 10000000000 | 10000000000 | 0.16 | 10000000000 | 2723.97 | 53.94 | 10000000000 | 10000000000 | 10000000000 | 10000000000 | 10000000000 | 10000000000 | 10000000000 | 10000000000 | 10000000000 | 10000000000 | 10000000000 | 10000000000 | 10000000000 | 10000000000 | 10000000000
Y6 | 10000000000 | 10000000000 | 10000000000 | 10000000000 | 10000000000 | 10000000000 | 10000000000 | 0.16 | 10000000000 | 2723.97 | 53.94 | 10000000000 | 10000000000 | 10000000000 | 10000000000 | 10000000000 | 10000000000 | 10000000000 | 10000000000 | 10000000000 | 10000000000 | 10000000000 | 10000000000 | 10000000000 | 10000000000 | 10000000000
Y7 | 10000000000 | 10000000000 | 10000000000 | 10000000000 | 10000000000 | 10000000000 | 10000000000 | 0.16 | 10000000000 | 2723.97 | 53.94 | 10000000000 | 10000000000 | 10000000000 | 10000000000 | 10000000000 | 10000000000 | 10000000000 | 10000000000 | 10000000000 | 10000000000 | 10000000000 | 10000000000 | 10000000000 | 10000000000 | 10000000000
Y8 | 10000000000 | 10000000000 | 10000000000 | 10000000000 | 10000000000 | 10000000000 | 10000000000 | 0.16 | 10000000000 | 2723.97 | 53.94 | 10000000000 | 10000000000 | 10000000000 | 10000000000 | 10000000000 | 10000000000 | 10000000000 | 10000000000 | 10000000000 | 10000000000 | 10000000000 | 10000000000 | 10000000000 | 10000000000 | 10000000000

## Min_production
Tech_category | Supply | [10 empty] | Conversion_plus | Conversion
Technology | CRO_EXT | CRO_IMP | NG_EXT | NG_IMP | HFO_IMP | LFO_IMP | CO_IMP | GEOST | CSP | PV_UTL | WIND | CRO_REF | CROST | HFOST | SCGT1 | CCGT1 | SCGT2 | CCGT2 | COST | BMPP | GEN_SET | IND | RES | SER | AGR
Years
Y0 | 0 | 0 | 0 | 0 | 0 | 0 | 0 | 0 | 0 | 0 | 0 | 0 | 0 | 0 | 0 | 0 | 0 | 0 | 0 | 0 | 0 | 0 | 0 | 0 | 0
Y1 | 0 | 0 | 0 | 0 | 0 | 0 | 0 | 0 | 0 | 0 | 0 | 0 | 0 | 0 | 0 | 0 | 0 | 0 | 0 | 0 | 0 | 0 | 0 | 0 | 0
Y2 | 0 | 0 | 0 | 0 | 0 | 0 | 0 | 0 | 0 | 0 | 0 | 0 | 0 | 0 | 0 | 0 | 0 | 0 | 0 | 0 | 0 | 0 | 0 | 0 | 0
Y3 | 0 | 0 | 0 | 0 | 0 | 0 | 0 | 0 | 0 | 0 | 0 | 0 | 0 | 0 | 0 | 0 | 0 | 0 | 0 | 0 | 0 | 0 | 0 | 0 | 0
Y4 | 0 | 0 | 0 | 0 | 0 | 0 | 0 | 0 | 0 | 0 | 0 | 0 | 0 | 0 | 0 | 0 | 0 | 0 | 0 | 0 | 0 | 0 | 0 | 0 | 0
Y5 | 0 | 0 | 0 | 0 | 0 | 0 | 0 | 0 | 0 | 0 | 0 | 0 | 0 | 0 | 0 | 0 | 0 | 0 | 0 | 0 | 0 | 0 | 0 | 0 | 0
Y6 | 0 | 0 | 0 | 0 | 0 | 0 | 0 | 0 | 0 | 0 | 0 | 0 | 0 | 0 | 0 | 0 | 0 | 0 | 0 | 0 | 0 | 0 | 0 | 0 | 0
Y7 | 0 | 0 | 0 | 0 | 0 | 0 | 0 | 0 | 0 | 0 | 0 | 0 | 0 | 0 | 0 | 0 | 0 | 0 | 0 | 0 | 0 | 0 | 0 | 0 | 0
Y8 | 0 | 0 | 0 | 0 | 0 | 0 | 0 | 0 | 0 | 0 | 0 | 0 | 0 | 0 | 0 | 0 | 0 | 0 | 0 | 0 | 0 | 0 | 0 | 0 | 0

## Max_production
Tech_category | Supply | [10 empty] | Conversion_plus | Conversion
Technology | CRO_EXT | CRO_IMP | NG_EXT | NG_IMP | HFO_IMP | LFO_IMP | CO_IMP | GEOST | CSP | PV_UTL | WIND | CRO_REF | CROST | HFOST | SCGT1 | CCGT1 | SCGT2 | CCGT2 | COST | BMPP | GEN_SET | IND | RES | SER | AGR
Years
Y0 | 14626.8 | 1e+20 | 54922.2 | 1e+20 | 1e+20 | 1e+20 | 1e+20 | 1e+20 | 1e+20 | 1e+20 | 1e+20 | 1e+20 | 1e+20 | 1e+20 | 1e+20 | 1e+20 | 1e+20 | 1e+20 | 1e+20 | 1e+20 | 1e+20 | 1e+20 | 1e+20 | 1e+20 | 1e+20
Y1 | 14626.8 | 1e+20 | 54922.2 | 1e+20 | 1e+20 | 1e+20 | 1e+20 | 1e+20 | 1e+20 | 1e+20 | 1e+20 | 1e+20 | 1e+20 | 1e+20 | 1e+20 | 1e+20 | 1e+20 | 1e+20 | 1e+20 | 1e+20 | 1e+20 | 1e+20 | 1e+20 | 1e+20 | 1e+20
Y2 | 14626.8 | 1e+20 | 54922.2 | 1e+20 | 1e+20 | 1e+20 | 1e+20 | 1e+20 | 1e+20 | 1e+20 | 1e+20 | 1e+20 | 1e+20 | 1e+20 | 1e+20 | 1e+20 | 1e+20 | 1e+20 | 1e+20 | 1e+20 | 1e+20 | 1e+20 | 1e+20 | 1e+20 | 1e+20
Y3 | 14626.8 | 1e+20 | 54922.2 | 1e+20 | 1e+20 | 1e+20 | 1e+20 | 1e+20 | 1e+20 | 1e+20 | 1e+20 | 1e+20 | 1e+20 | 1e+20 | 1e+20 | 1e+20 | 1e+20 | 1e+20 | 1e+20 | 1e+20 | 1e+20 | 1e+20 | 1e+20 | 1e+20 | 1e+20
Y4 | 14626.8 | 1e+20 | 54922.2 | 1e+20 | 1e+20 | 1e+20 | 1e+20 | 1e+20 | 1e+20 | 1e+20 | 1e+20 | 1e+20 | 1e+20 | 1e+20 | 1e+20 | 1e+20 | 1e+20 | 1e+20 | 1e+20 | 1e+20 | 1e+20 | 1e+20 | 1e+20 | 1e+20 | 1e+20
Y5 | 14626.8 | 1e+20 | 54922.2 | 1e+20 | 1e+20 | 1e+20 | 1e+20 | 1e+20 | 1e+20 | 1e+20 | 1e+20 | 1e+20 | 1e+20 | 1e+20 | 1e+20 | 1e+20 | 1e+20 | 1e+20 | 1e+20 | 1e+20 | 1e+20 | 1e+20 | 1e+20 | 1e+20 | 1e+20
Y6 | 14626.8 | 1e+20 | 54922.2 | 1e+20 | 1e+20 | 1e+20 | 1e+20 | 1e+20 | 1e+20 | 1e+20 | 1e+20 | 1e+20 | 1e+20 | 1e+20 | 1e+20 | 1e+20 | 1e+20 | 1e+20 | 1e+20 | 1e+20 | 1e+20 | 1e+20 | 1e+20 | 1e+20 | 1e+20
Y7 | 14626.8 | 1e+20 | 54922.2 | 1e+20 | 1e+20 | 1e+20 | 1e+20 | 1e+20 | 1e+20 | 1e+20 | 1e+20 | 1e+20 | 1e+20 | 1e+20 | 1e+20 | 1e+20 | 1e+20 | 1e+20 | 1e+20 | 1e+20 | 1e+20 | 1e+20 | 1e+20 | 1e+20 | 1e+20
Y8 | 14626.8 | 1e+20 | 54922.2 | 1e+20 | 1e+20 | 1e+20 | 1e+20 | 1e+20 | 1e+20 | 1e+20 | 1e+20 | 1e+20 | 1e+20 | 1e+20 | 1e+20 | 1e+20 | 1e+20 | 1e+20 | 1e+20 | 1e+20 | 1e+20 | 1e+20 | 1e+20 | 1e+20 | 1e+20

## Min_production_h
| Tech_category | Supply | [10 empty] | Conversion_plus | Conversion
| Technology | CRO_EXT | CRO_IMP | NG_EXT | NG_IMP | HFO_IMP | LFO_IMP | CO_IMP | GEOST | CSP | PV_UTL | WIND | CRO_REF | CROST | HFOST | SCGT1 | CCGT1 | SCGT2 | CCGT2 | COST | BMPP | GEN_SET | IND | RES | SER | AGR
Years | Timesteps
Y0 | WD | 0 | 0 | 0 | 0 | 0 | 0 | 0 | 0 | 0 | 0 | 0 | 0 | 0 | 0 | 0 | 0 | 0 | 0 | 0 | 0 | 0 | 0 | 0 | 0 | 0
| WN | 0 | 0 | 0 | 0 | 0 | 0 | 0 | 0 | 0 | 0 | 0 | 0 | 0 | 0 | 0 | 0 | 0 | 0 | 0 | 0 | 0 | 0 | 0 | 0 | 0
| SPD | 0 | 0 | 0 | 0 | 0 | 0 | 0 | 0 | 0 | 0 | 0 | 0 | 0 | 0 | 0 | 0 | 0 | 0 | 0 | 0 | 0 | 0 | 0 | 0 | 0
| SPN | 0 | 0 | 0 | 0 | 0 | 0 | 0 | 0 | 0 | 0 | 0 | 0 | 0 | 0 | 0 | 0 | 0 | 0 | 0 | 0 | 0 | 0 | 0 | 0 | 0
| SD | 0 | 0 | 0 | 0 | 0 | 0 | 0 | 0 | 0 | 0 | 0 | 0 | 0 | 0 | 0 | 0 | 0 | 0 | 0 | 0 | 0 | 0 | 0 | 0 | 0
| SN | 0 | 0 | 0 | 0 | 0 | 0 | 0 | 0 | 0 | 0 | 0 | 0 | 0 | 0 | 0 | 0 | 0 | 0 | 0 | 0 | 0 | 0 | 0 | 0 | 0
| FD | 0 | 0 | 0 | 0 | 0 | 0 | 0 | 0 | 0 | 0 | 0 | 0 | 0 | 0 | 0 | 0 | 0 | 0 | 0 | 0 | 0 | 0 | 0 | 0 | 0
| FN | 0 | 0 | 0 | 0 | 0 | 0 | 0 | 0 | 0 | 0 | 0 | 0 | 0 | 0 | 0 | 0 | 0 | 0 | 0 | 0 | 0 | 0 | 0 | 0 | 0
Y1 | WD | 0 | 0 | 0 | 0 | 0 | 0 | 0 | 0 | 0 | 0 | 0 | 0 | 0 | 0 | 0 | 0 | 0 | 0 | 0 | 0 | 0 | 0 | 0 | 0 | 0
| WN | 0 | 0 | 0 | 0 | 0 | 0 | 0 | 0 | 0 | 0 | 0 | 0 | 0 | 0 | 0 | 0 | 0 | 0 | 0 | 0 | 0 | 0 | 0 | 0 | 0
| SPD | 0 | 0 | 0 | 0 | 0 | 0 | 0 | 0 | 0 | 0 | 0 | 0 | 0 | 0 | 0 | 0 | 0 | 0 | 0 | 0 | 0 | 0 | 0 | 0 | 0
| SPN | 0 | 0 | 0 | 0 | 0 | 0 | 0 | 0 | 0 | 0 | 0 | 0 | 0 | 0 | 0 | 0 | 0 | 0 | 0 | 0 | 0 | 0 | 0 | 0 | 0
| SD | 0 | 0 | 0 | 0 | 0 | 0 | 0 | 0 | 0 | 0 | 0 | 0 | 0 | 0 | 0 | 0 | 0 | 0 | 0 | 0 | 0 | 0 | 0 | 0 | 0
| SN | 0 | 0 | 0 | 0 | 0 | 0 | 0 | 0 | 0 | 0 | 0 | 0 | 0 | 0 | 0 | 0 | 0 | 0 | 0 | 0 | 0 | 0 | 0 | 0 | 0
| FD | 0 | 0 | 0 | 0 | 0 | 0 | 0 | 0 | 0 | 0 | 0 | 0 | 0 | 0 | 0 | 0 | 0 | 0 | 0 | 0 | 0 | 0 | 0 | 0 | 0
| FN | 0 | 0 | 0 | 0 | 0 | 0 | 0 | 0 | 0 | 0 | 0 | 0 | 0 | 0 | 0 | 0 | 0 | 0 | 0 | 0 | 0 | 0 | 0 | 0 | 0
Y2 | WD | 0 | 0 | 0 | 0 | 0 | 0 | 0 | 0 | 0 | 0 | 0 | 0 | 0 | 0 | 0 | 0 | 0 | 0 | 0 | 0 | 0 | 0 | 0 | 0 | 0
| WN | 0 | 0 | 0 | 0 | 0 | 0 | 0 | 0 | 0 | 0 | 0 | 0 | 0 | 0 | 0 | 0 | 0 | 0 | 0 | 0 | 0 | 0 | 0 | 0 | 0
| SPD | 0 | 0 | 0 | 0 | 0 | 0 | 0 | 0 | 0 | 0 | 0 | 0 | 0 | 0 | 0 | 0 | 0 | 0 | 0 | 0 | 0 | 0 | 0 | 0 | 0
| SPN | 0 | 0 | 0 | 0 | 0 | 0 | 0 | 0 | 0 | 0 | 0 | 0 | 0 | 0 | 0 | 0 | 0 | 0 | 0 | 0 | 0 | 0 | 0 | 0 | 0
| SD | 0 | 0 | 0 | 0 | 0 | 0 | 0 | 0 | 0 | 0 | 0 | 0 | 0 | 0 | 0 | 0 | 0 | 0 | 0 | 0 | 0 | 0 | 0 | 0 | 0
| SN | 0 | 0 | 0 | 0 | 0 | 0 | 0 | 0 | 0 | 0 | 0 | 0 | 0 | 0 | 0 | 0 | 0 | 0 | 0 | 0 | 0 | 0 | 0 | 0 | 0
| FD | 0 | 0 | 0 | 0 | 0 | 0 | 0 | 0 | 0 | 0 | 0 | 0 | 0 | 0 | 0 | 0 | 0 | 0 | 0 | 0 | 0 | 0 | 0 | 0 | 0
| FN | 0 | 0 | 0 | 0 | 0 | 0 | 0 | 0 | 0 | 0 | 0 | 0 | 0 | 0 | 0 | 0 | 0 | 0 | 0 | 0 | 0 | 0 | 0 | 0 | 0
Y3 | WD | 0 | 0 | 0 | 0 | 0 | 0 | 0 | 0 | 0 | 0 | 0 | 0 | 0 | 0 | 0 | 0 | 0 | 0 | 0 | 0 | 0 | 0 | 0 | 0 | 0
| WN | 0 | 0 | 0 | 0 | 0 | 0 | 0 | 0 | 0 | 0 | 0 | 0 | 0 | 0 | 0 | 0 | 0 | 0 | 0 | 0 | 0 | 0 | 0 | 0 | 0
| SPD | 0 | 0 | 0 | 0 | 0 | 0 | 0 | 0 | 0 | 0 | 0 | 0 | 0 | 0 | 0 | 0 | 0 | 0 | 0 | 0 | 0 | 0 | 0 | 0 | 0
| SPN | 0 | 0 | 0 | 0 | 0 | 0 | 0 | 0 | 0 | 0 | 0 | 0 | 0 | 0 | 0 | 0 | 0 | 0 | 0 | 0 | 0 | 0 | 0 | 0 | 0
| SD | 0 | 0 | 0 | 0 | 0 | 0 | 0 | 0 | 0 | 0 | 0 | 0 | 0 | 0 | 0 | 0 | 0 | 0 | 0 | 0 | 0 | 0 | 0 | 0 | 0
| SN | 0 | 0 | 0 | 0 | 0 | 0 | 0 | 0 | 0 | 0 | 0 | 0 | 0 | 0 | 0 | 0 | 0 | 0 | 0 | 0 | 0 | 0 | 0 | 0 | 0
| FD | 0 | 0 | 0 | 0 | 0 | 0 | 0 | 0 | 0 | 0 | 0 | 0 | 0 | 0 | 0 | 0 | 0 | 0 | 0 | 0 | 0 | 0 | 0 | 0 | 0
| FN | 0 | 0 | 0 | 0 | 0 | 0 | 0 | 0 | 0 | 0 | 0 | 0 | 0 | 0 | 0 | 0 | 0 | 0 | 0 | 0 | 0 | 0 | 0 | 0 | 0
Y4 | WD | 0 | 0 | 0 | 0 | 0 | 0 | 0 | 0 | 0 | 0 | 0 | 0 | 0 | 0 | 0 | 0 | 0 | 0 | 0 | 0 | 0 | 0 | 0 | 0 | 0
| WN | 0 | 0 | 0 | 0 | 0 | 0 | 0 | 0 | 0 | 0 | 0 | 0 | 0 | 0 | 0 | 0 | 0 | 0 | 0 | 0 | 0 | 0 | 0 | 0 | 0
| SPD | 0 | 0 | 0 | 0 | 0 | 0 | 0 | 0 | 0 | 0 | 0 | 0 | 0 | 0 | 0 | 0 | 0 | 0 | 0 | 0 | 0 | 0 | 0 | 0 | 0
| SPN | 0 | 0 | 0 | 0 | 0 | 0 | 0 | 0 | 0 | 0 | 0 | 0 | 0 | 0 | 0 | 0 | 0 | 0 | 0 | 0 | 0 | 0 | 0 | 0 | 0
| SD | 0 | 0 | 0 | 0 | 0 | 0 | 0 | 0 | 0 | 0 | 0 | 0 | 0 | 0 | 0 | 0 | 0 | 0 | 0 | 0 | 0 | 0 | 0 | 0 | 0
| SN | 0 | 0 | 0 | 0 | 0 | 0 | 0 | 0 | 0 | 0 | 0 | 0 | 0 | 0 | 0 | 0 | 0 | 0 | 0 | 0 | 0 | 0 | 0 | 0 | 0
| FD | 0 | 0 | 0 | 0 | 0 | 0 | 0 | 0 | 0 | 0 | 0 | 0 | 0 | 0 | 0 | 0 | 0 | 0 | 0 | 0 | 0 | 0 | 0 | 0 | 0
| FN | 0 | 0 | 0 | 0 | 0 | 0 | 0 | 0 | 0 | 0 | 0 | 0 | 0 | 0 | 0 | 0 | 0 | 0 | 0 | 0 | 0 | 0 | 0 | 0 | 0
Y5 | WD | 0 | 0 | 0 | 0 | 0 | 0 | 0 | 0 | 0 | 0 | 0 | 0 | 0 | 0 | 0 | 0 | 0 | 0 | 0 | 0 | 0 | 0 | 0 | 0 | 0
| WN | 0 | 0 | 0 | 0 | 0 | 0 | 0 | 0 | 0 | 0 | 0 | 0 | 0 | 0 | 0 | 0 | 0 | 0 | 0 | 0 | 0 | 0 | 0 | 0 | 0
| SPD | 0 | 0 | 0 | 0 | 0 | 0 | 0 | 0 | 0 | 0 | 0 | 0 | 0 | 0 | 0 | 0 | 0 | 0 | 0 | 0 | 0 | 0 | 0 | 0 | 0
| SPN | 0 | 0 | 0 | 0 | 0 | 0 | 0 | 0 | 0 | 0 | 0 | 0 | 0 | 0 | 0 | 0 | 0 | 0 | 0 | 0 | 0 | 0 | 0 | 0 | 0
| SD | 0 | 0 | 0 | 0 | 0 | 0 | 0 | 0 | 0 | 0 | 0 | 0 | 0 | 0 | 0 | 0 | 0 | 0 | 0 | 0 | 0 | 0 | 0 | 0 | 0
| SN | 0 | 0 | 0 | 0 | 0 | 0 | 0 | 0 | 0 | 0 | 0 | 0 | 0 | 0 | 0 | 0 | 0 | 0 | 0 | 0 | 0 | 0 | 0 | 0 | 0
| FD | 0 | 0 | 0 | 0 | 0 | 0 | 0 | 0 | 0 | 0 | 0 | 0 | 0 | 0 | 0 | 0 | 0 | 0 | 0 | 0 | 0 | 0 | 0 | 0 | 0
| FN | 0 | 0 | 0 | 0 | 0 | 0 | 0 | 0 | 0 | 0 | 0 | 0 | 0 | 0 | 0 | 0 | 0 | 0 | 0 | 0 | 0 | 0 | 0 | 0 | 0
Y6 | WD | 0 | 0 | 0 | 0 | 0 | 0 | 0 | 0 | 0 | 0 | 0 | 0 | 0 | 0 | 0 | 0 | 0 | 0 | 0 | 0 | 0 | 0 | 0 | 0 | 0
| WN | 0 | 0 | 0 | 0 | 0 | 0 | 0 | 0 | 0 | 0 | 0 | 0 | 0 | 0 | 0 | 0 | 0 | 0 | 0 | 0 | 0 | 0 | 0 | 0 | 0
| SPD | 0 | 0 | 0 | 0 | 0 | 0 | 0 | 0 | 0 | 0 | 0 | 0 | 0 | 0 | 0 | 0 | 0 | 0 | 0 | 0 | 0 | 0 | 0 | 0 | 0
| SPN | 0 | 0 | 0 | 0 | 0 | 0 | 0 | 0 | 0 | 0 | 0 | 0 | 0 | 0 | 0 | 0 | 0 | 0 | 0 | 0 | 0 | 0 | 0 | 0 | 0
| SD | 0 | 0 | 0 | 0 | 0 | 0 | 0 | 0 | 0 | 0 | 0 | 0 | 0 | 0 | 0 | 0 | 0 | 0 | 0 | 0 | 0 | 0 | 0 | 0 | 0
| SN | 0 | 0 | 0 | 0 | 0 | 0 | 0 | 0 | 0 | 0 | 0 | 0 | 0 | 0 | 0 | 0 | 0 | 0 | 0 | 0 | 0 | 0 | 0 | 0 | 0
| FD | 0 | 0 | 0 | 0 | 0 | 0 | 0 | 0 | 0 | 0 | 0 | 0 | 0 | 0 | 0 | 0 | 0 | 0 | 0 | 0 | 0 | 0 | 0 | 0 | 0
| FN | 0 | 0 | 0 | 0 | 0 | 0 | 0 | 0 | 0 | 0 | 0 | 0 | 0 | 0 | 0 | 0 | 0 | 0 | 0 | 0 | 0 | 0 | 0 | 0 | 0
Y7 | WD | 0 | 0 | 0 | 0 | 0 | 0 | 0 | 0 | 0 | 0 | 0 | 0 | 0 | 0 | 0 | 0 | 0 | 0 | 0 | 0 | 0 | 0 | 0 | 0 | 0
| WN | 0 | 0 | 0 | 0 | 0 | 0 | 0 | 0 | 0 | 0 | 0 | 0 | 0 | 0 | 0 | 0 | 0 | 0 | 0 | 0 | 0 | 0 | 0 | 0 | 0
| SPD | 0 | 0 | 0 | 0 | 0 | 0 | 0 | 0 | 0 | 0 | 0 | 0 | 0 | 0 | 0 | 0 | 0 | 0 | 0 | 0 | 0 | 0 | 0 | 0 | 0
| SPN | 0 | 0 | 0 | 0 | 0 | 0 | 0 | 0 | 0 | 0 | 0 | 0 | 0 | 0 | 0 | 0 | 0 | 0 | 0 | 0 | 0 | 0 | 0 | 0 | 0
| SD | 0 | 0 | 0 | 0 | 0 | 0 | 0 | 0 | 0 | 0 | 0 | 0 | 0 | 0 | 0 | 0 | 0 | 0 | 0 | 0 | 0 | 0 | 0 | 0 | 0
| SN | 0 | 0 | 0 | 0 | 0 | 0 | 0 | 0 | 0 | 0 | 0 | 0 | 0 | 0 | 0 | 0 | 0 | 0 | 0 | 0 | 0 | 0 | 0 | 0 | 0
| FD | 0 | 0 | 0 | 0 | 0 | 0 | 0 | 0 | 0 | 0 | 0 | 0 | 0 | 0 | 0 | 0 | 0 | 0 | 0 | 0 | 0 | 0 | 0 | 0 | 0
| FN | 0 | 0 | 0 | 0 | 0 | 0 | 0 | 0 | 0 | 0 | 0 | 0 | 0 | 0 | 0 | 0 | 0 | 0 | 0 | 0 | 0 | 0 | 0 | 0 | 0
Y8 | WD | 0 | 0 | 0 | 0 | 0 | 0 | 0 | 0 | 0 | 0 | 0 | 0 | 0 | 0 | 0 | 0 | 0 | 0 | 0 | 0 | 0 | 0 | 0 | 0 | 0
| WN | 0 | 0 | 0 | 0 | 0 | 0 | 0 | 0 | 0 | 0 | 0 | 0 | 0 | 0 | 0 | 0 | 0 | 0 | 0 | 0 | 0 | 0 | 0 | 0 | 0
| SPD | 0 | 0 | 0 | 0 | 0 | 0 | 0 | 0 | 0 | 0 | 0 | 0 | 0 | 0 | 0 | 0 | 0 | 0 | 0 | 0 | 0 | 0 | 0 | 0 | 0
| SPN | 0 | 0 | 0 | 0 | 0 | 0 | 0 | 0 | 0 | 0 | 0 | 0 | 0 | 0 | 0 | 0 | 0 | 0 | 0 | 0 | 0 | 0 | 0 | 0 | 0
| SD | 0 | 0 | 0 | 0 | 0 | 0 | 0 | 0 | 0 | 0 | 0 | 0 | 0 | 0 | 0 | 0 | 0 | 0 | 0 | 0 | 0 | 0 | 0 | 0 | 0
| SN | 0 | 0 | 0 | 0 | 0 | 0 | 0 | 0 | 0 | 0 | 0 | 0 | 0 | 0 | 0 | 0 | 0 | 0 | 0 | 0 | 0 | 0 | 0 | 0 | 0
| FD | 0 | 0 | 0 | 0 | 0 | 0 | 0 | 0 | 0 | 0 | 0 | 0 | 0 | 0 | 0 | 0 | 0 | 0 | 0 | 0 | 0 | 0 | 0 | 0 | 0
| FN | 0 | 0 | 0 | 0 | 0 | 0 | 0 | 0 | 0 | 0 | 0 | 0 | 0 | 0 | 0 | 0 | 0 | 0 | 0 | 0 | 0 | 0 | 0 | 0 | 0

## Max_production_h
| Tech_category | Supply | [10 empty] | Conversion_plus | Conversion
| Technology | CRO_EXT | CRO_IMP | NG_EXT | NG_IMP | HFO_IMP | LFO_IMP | CO_IMP | GEOST | CSP | PV_UTL | WIND | CRO_REF | CROST | HFOST | SCGT1 | CCGT1 | SCGT2 | CCGT2 | COST | BMPP | GEN_SET | IND | RES | SER | AGR
Years | Timesteps
Y0 | WD | 1e+20 | 1e+20 | 1e+20 | 1e+20 | 1e+20 | 1e+20 | 1e+20 | 1e+20 | 1e+20 | 1e+20 | 1e+20 | 1e+20 | 1e+20 | 1e+20 | 1e+20 | 1e+20 | 1e+20 | 1e+20 | 1e+20 | 1e+20 | 1e+20 | 1e+20 | 1e+20 | 1e+20 | 1e+20
| WN | 1e+20 | 1e+20 | 1e+20 | 1e+20 | 1e+20 | 1e+20 | 1e+20 | 1e+20 | 1e+20 | 1e+20 | 1e+20 | 1e+20 | 1e+20 | 1e+20 | 1e+20 | 1e+20 | 1e+20 | 1e+20 | 1e+20 | 1e+20 | 1e+20 | 1e+20 | 1e+20 | 1e+20 | 1e+20
| SPD | 1e+20 | 1e+20 | 1e+20 | 1e+20 | 1e+20 | 1e+20 | 1e+20 | 1e+20 | 1e+20 | 1e+20 | 1e+20 | 1e+20 | 1e+20 | 1e+20 | 1e+20 | 1e+20 | 1e+20 | 1e+20 | 1e+20 | 1e+20 | 1e+20 | 1e+20 | 1e+20 | 1e+20 | 1e+20
| SPN | 1e+20 | 1e+20 | 1e+20 | 1e+20 | 1e+20 | 1e+20 | 1e+20 | 1e+20 | 1e+20 | 1e+20 | 1e+20 | 1e+20 | 1e+20 | 1e+20 | 1e+20 | 1e+20 | 1e+20 | 1e+20 | 1e+20 | 1e+20 | 1e+20 | 1e+20 | 1e+20 | 1e+20 | 1e+20
| SD | 1e+20 | 1e+20 | 1e+20 | 1e+20 | 1e+20 | 1e+20 | 1e+20 | 1e+20 | 1e+20 | 1e+20 | 1e+20 | 1e+20 | 1e+20 | 1e+20 | 1e+20 | 1e+20 | 1e+20 | 1e+20 | 1e+20 | 1e+20 | 1e+20 | 1e+20 | 1e+20 | 1e+20 | 1e+20
| SN | 1e+20 | 1e+20 | 1e+20 | 1e+20 | 1e+20 | 1e+20 | 1e+20 | 1e+20 | 1e+20 | 1e+20 | 1e+20 | 1e+20 | 1e+20 | 1e+20 | 1e+20 | 1e+20 | 1e+20 | 1e+20 | 1e+20 | 1e+20 | 1e+20 | 1e+20 | 1e+20 | 1e+20 | 1e+20
| FD | 1e+20 | 1e+20 | 1e+20 | 1e+20 | 1e+20 | 1e+20 | 1e+20 | 1e+20 | 1e+20 | 1e+20 | 1e+20 | 1e+20 | 1e+20 | 1e+20 | 1e+20 | 1e+20 | 1e+20 | 1e+20 | 1e+20 | 1e+20 | 1e+20 | 1e+20 | 1e+20 | 1e+20 | 1e+20
| FN | 1e+20 | 1e+20 | 1e+20 | 1e+20 | 1e+20 | 1e+20 | 1e+20 | 1e+20 | 1e+20 | 1e+20 | 1e+20 | 1e+20 | 1e+20 | 1e+20 | 1e+20 | 1e+20 | 1e+20 | 1e+20 | 1e+20 | 1e+20 | 1e+20 | 1e+20 | 1e+20 | 1e+20 | 1e+20
Y1 | WD | 1e+20 | 1e+20 | 1e+20 | 1e+20 | 1e+20 | 1e+20 | 1e+20 | 1e+20 | 1e+20 | 1e+20 | 1e+20 | 1e+20 | 1e+20 | 1e+20 | 1e+20 | 1e+20 | 1e+20 | 1e+20 | 1e+20 | 1e+20 | 1e+20 | 1e+20 | 1e+20 | 1e+20 | 1e+20
| WN | 1e+20 | 1e+20 | 1e+20 | 1e+20 | 1e+20 | 1e+20 | 1e+20 | 1e+20 | 1e+20 | 1e+20 | 1e+20 | 1e+20 | 1e+20 | 1e+20 | 1e+20 | 1e+20 | 1e+20 | 1e+20 | 1e+20 | 1e+20 | 1e+20 | 1e+20 | 1e+20 | 1e+20 | 1e+20
| SPD | 1e+20 | 1e+20 | 1e+20 | 1e+20 | 1e+20 | 1e+20 | 1e+20 | 1e+20 | 1e+20 | 1e+20 | 1e+20 | 1e+20 | 1e+20 | 1e+20 | 1e+20 | 1e+20 | 1e+20 | 1e+20 | 1e+20 | 1e+20 | 1e+20 | 1e+20 | 1e+20 | 1e+20 | 1e+20
| SPN | 1e+20 | 1e+20 | 1e+20 | 1e+20 | 1e+20 | 1e+20 | 1e+20 | 1e+20 | 1e+20 | 1e+20 | 1e+20 | 1e+20 | 1e+20 | 1e+20 | 1e+20 | 1e+20 | 1e+20 | 1e+20 | 1e+20 | 1e+20 | 1e+20 | 1e+20 | 1e+20 | 1e+20 | 1e+20
| SD | 1e+20 | 1e+20 | 1e+20 | 1e+20 | 1e+20 | 1e+20 | 1e+20 | 1e+20 | 1e+20 | 1e+20 | 1e+20 | 1e+20 | 1e+20 | 1e+20 | 1e+20 | 1e+20 | 1e+20 | 1e+20 | 1e+20 | 1e+20 | 1e+20 | 1e+20 | 1e+20 | 1e+20 | 1e+20
| SN | 1e+20 | 1e+20 | 1e+20 | 1e+20 | 1e+20 | 1e+20 | 1e+20 | 1e+20 | 1e+20 | 1e+20 | 1e+20 | 1e+20 | 1e+20 | 1e+20 | 1e+20 | 1e+20 | 1e+20 | 1e+20 | 1e+20 | 1e+20 | 1e+20 | 1e+20 | 1e+20 | 1e+20 | 1e+20
| FD | 1e+20 | 1e+20 | 1e+20 | 1e+20 | 1e+20 | 1e+20 | 1e+20 | 1e+20 | 1e+20 | 1e+20 | 1e+20 | 1e+20 | 1e+20 | 1e+20 | 1e+20 | 1e+20 | 1e+20 | 1e+20 | 1e+20 | 1e+20 | 1e+20 | 1e+20 | 1e+20 | 1e+20 | 1e+20
| FN | 1e+20 | 1e+20 | 1e+20 | 1e+20 | 1e+20 | 1e+20 | 1e+20 | 1e+20 | 1e+20 | 1e+20 | 1e+20 | 1e+20 | 1e+20 | 1e+20 | 1e+20 | 1e+20 | 1e+20 | 1e+20 | 1e+20 | 1e+20 | 1e+20 | 1e+20 | 1e+20 | 1e+20 | 1e+20
Y2 | WD | 1e+20 | 1e+20 | 1e+20 | 1e+20 | 1e+20 | 1e+20 | 1e+20 | 1e+20 | 1e+20 | 1e+20 | 1e+20 | 1e+20 | 1e+20 | 1e+20 | 1e+20 | 1e+20 | 1e+20 | 1e+20 | 1e+20 | 1e+20 | 1e+20 | 1e+20 | 1e+20 | 1e+20 | 1e+20
| WN | 1e+20 | 1e+20 | 1e+20 | 1e+20 | 1e+20 | 1e+20 | 1e+20 | 1e+20 | 1e+20 | 1e+20 | 1e+20 | 1e+20 | 1e+20 | 1e+20 | 1e+20 | 1e+20 | 1e+20 | 1e+20 | 1e+20 | 1e+20 | 1e+20 | 1e+20 | 1e+20 | 1e+20 | 1e+20
| SPD | 1e+20 | 1e+20 | 1e+20 | 1e+20 | 1e+20 | 1e+20 | 1e+20 | 1e+20 | 1e+20 | 1e+20 | 1e+20 | 1e+20 | 1e+20 | 1e+20 | 1e+20 | 1e+20 | 1e+20 | 1e+20 | 1e+20 | 1e+20 | 1e+20 | 1e+20 | 1e+20 | 1e+20 | 1e+20
| SPN | 1e+20 | 1e+20 | 1e+20 | 1e+20 | 1e+20 | 1e+20 | 1e+20 | 1e+20 | 1e+20 | 1e+20 | 1e+20 | 1e+20 | 1e+20 | 1e+20 | 1e+20 | 1e+20 | 1e+20 | 1e+20 | 1e+20 | 1e+20 | 1e+20 | 1e+20 | 1e+20 | 1e+20 | 1e+20
| SD | 1e+20 | 1e+20 | 1e+20 | 1e+20 | 1e+20 | 1e+20 | 1e+20 | 1e+20 | 1e+20 | 1e+20 | 1e+20 | 1e+20 | 1e+20 | 1e+20 | 1e+20 | 1e+20 | 1e+20 | 1e+20 | 1e+20 | 1e+20 | 1e+20 | 1e+20 | 1e+20 | 1e+20 | 1e+20
| SN | 1e+20 | 1e+20 | 1e+20 | 1e+20 | 1e+20 | 1e+20 | 1e+20 | 1e+20 | 1e+20 | 1e+20 | 1e+20 | 1e+20 | 1e+20 | 1e+20 | 1e+20 | 1e+20 | 1e+20 | 1e+20 | 1e+20 | 1e+20 | 1e+20 | 1e+20 | 1e+20 | 1e+20 | 1e+20
| FD | 1e+20 | 1e+20 | 1e+20 | 1e+20 | 1e+20 | 1e+20 | 1e+20 | 1e+20 | 1e+20 | 1e+20 | 1e+20 | 1e+20 | 1e+20 | 1e+20 | 1e+20 | 1e+20 | 1e+20 | 1e+20 | 1e+20 | 1e+20 | 1e+20 | 1e+20 | 1e+20 | 1e+20 | 1e+20
| FN | 1e+20 | 1e+20 | 1e+20 | 1e+20 | 1e+20 | 1e+20 | 1e+20 | 1e+20 | 1e+20 | 1e+20 | 1e+20 | 1e+20 | 1e+20 | 1e+20 | 1e+20 | 1e+20 | 1e+20 | 1e+20 | 1e+20 | 1e+20 | 1e+20 | 1e+20 | 1e+20 | 1e+20 | 1e+20
Y3 | WD | 1e+20 | 1e+20 | 1e+20 | 1e+20 | 1e+20 | 1e+20 | 1e+20 | 1e+20 | 1e+20 | 1e+20 | 1e+20 | 1e+20 | 1e+20 | 1e+20 | 1e+20 | 1e+20 | 1e+20 | 1e+20 | 1e+20 | 1e+20 | 1e+20 | 1e+20 | 1e+20 | 1e+20 | 1e+20
| WN | 1e+20 | 1e+20 | 1e+20 | 1e+20 | 1e+20 | 1e+20 | 1e+20 | 1e+20 | 1e+20 | 1e+20 | 1e+20 | 1e+20 | 1e+20 | 1e+20 | 1e+20 | 1e+20 | 1e+20 | 1e+20 | 1e+20 | 1e+20 | 1e+20 | 1e+20 | 1e+20 | 1e+20 | 1e+20
| SPD | 1e+20 | 1e+20 | 1e+20 | 1e+20 | 1e+20 | 1e+20 | 1e+20 | 1e+20 | 1e+20 | 1e+20 | 1e+20 | 1e+20 | 1e+20 | 1e+20 | 1e+20 | 1e+20 | 1e+20 | 1e+20 | 1e+20 | 1e+20 | 1e+20 | 1e+20 | 1e+20 | 1e+20 | 1e+20
| SPN | 1e+20 | 1e+20 | 1e+20 | 1e+20 | 1e+20 | 1e+20 | 1e+20 | 1e+20 | 1e+20 | 1e+20 | 1e+20 | 1e+20 | 1e+20 | 1e+20 | 1e+20 | 1e+20 | 1e+20 | 1e+20 | 1e+20 | 1e+20 | 1e+20 | 1e+20 | 1e+20 | 1e+20 | 1e+20
| SD | 1e+20 | 1e+20 | 1e+20 | 1e+20 | 1e+20 | 1e+20 | 1e+20 | 1e+20 | 1e+20 | 1e+20 | 1e+20 | 1e+20 | 1e+20 | 1e+20 | 1e+20 | 1e+20 | 1e+20 | 1e+20 | 1e+20 | 1e+20 | 1e+20 | 1e+20 | 1e+20 | 1e+20 | 1e+20
| SN | 1e+20 | 1e+20 | 1e+20 | 1e+20 | 1e+20 | 1e+20 | 1e+20 | 1e+20 | 1e+20 | 1e+20 | 1e+20 | 1e+20 | 1e+20 | 1e+20 | 1e+20 | 1e+20 | 1e+20 | 1e+20 | 1e+20 | 1e+20 | 1e+20 | 1e+20 | 1e+20 | 1e+20 | 1e+20
| FD | 1e+20 | 1e+20 | 1e+20 | 1e+20 | 1e+20 | 1e+20 | 1e+20 | 1e+20 | 1e+20 | 1e+20 | 1e+20 | 1e+20 | 1e+20 | 1e+20 | 1e+20 | 1e+20 | 1e+20 | 1e+20 | 1e+20 | 1e+20 | 1e+20 | 1e+20 | 1e+20 | 1e+20 | 1e+20
| FN | 1e+20 | 1e+20 | 1e+20 | 1e+20 | 1e+20 | 1e+20 | 1e+20 | 1e+20 | 1e+20 | 1e+20 | 1e+20 | 1e+20 | 1e+20 | 1e+20 | 1e+20 | 1e+20 | 1e+20 | 1e+20 | 1e+20 | 1e+20 | 1e+20 | 1e+20 | 1e+20 | 1e+20 | 1e+20
Y4 | WD | 1e+20 | 1e+20 | 1e+20 | 1e+20 | 1e+20 | 1e+20 | 1e+20 | 1e+20 | 1e+20 | 1e+20 | 1e+20 | 1e+20 | 1e+20 | 1e+20 | 1e+20 | 1e+20 | 1e+20 | 1e+20 | 1e+20 | 1e+20 | 1e+20 | 1e+20 | 1e+20 | 1e+20 | 1e+20
| WN | 1e+20 | 1e+20 | 1e+20 | 1e+20 | 1e+20 | 1e+20 | 1e+20 | 1e+20 | 1e+20 | 1e+20 | 1e+20 | 1e+20 | 1e+20 | 1e+20 | 1e+20 | 1e+20 | 1e+20 | 1e+20 | 1e+20 | 1e+20 | 1e+20 | 1e+20 | 1e+20 | 1e+20 | 1e+20
| SPD | 1e+20 | 1e+20 | 1e+20 | 1e+20 | 1e+20 | 1e+20 | 1e+20 | 1e+20 | 1e+20 | 1e+20 | 1e+20 | 1e+20 | 1e+20 | 1e+20 | 1e+20 | 1e+20 | 1e+20 | 1e+20 | 1e+20 | 1e+20 | 1e+20 | 1e+20 | 1e+20 | 1e+20 | 1e+20
| SPN | 1e+20 | 1e+20 | 1e+20 | 1e+20 | 1e+20 | 1e+20 | 1e+20 | 1e+20 | 1e+20 | 1e+20 | 1e+20 | 1e+20 | 1e+20 | 1e+20 | 1e+20 | 1e+20 | 1e+20 | 1e+20 | 1e+20 | 1e+20 | 1e+20 | 1e+20 | 1e+20 | 1e+20 | 1e+20
| SD | 1e+20 | 1e+20 | 1e+20 | 1e+20 | 1e+20 | 1e+20 | 1e+20 | 1e+20 | 1e+20 | 1e+20 | 1e+20 | 1e+20 | 1e+20 | 1e+20 | 1e+20 | 1e+20 | 1e+20 | 1e+20 | 1e+20 | 1e+20 | 1e+20 | 1e+20 | 1e+20 | 1e+20 | 1e+20
| SN | 1e+20 | 1e+20 | 1e+20 | 1e+20 | 1e+20 | 1e+20 | 1e+20 | 1e+20 | 1e+20 | 1e+20 | 1e+20 | 1e+20 | 1e+20 | 1e+20 | 1e+20 | 1e+20 | 1e+20 | 1e+20 | 1e+20 | 1e+20 | 1e+20 | 1e+20 | 1e+20 | 1e+20 | 1e+20
| FD | 1e+20 | 1e+20 | 1e+20 | 1e+20 | 1e+20 | 1e+20 | 1e+20 | 1e+20 | 1e+20 | 1e+20 | 1e+20 | 1e+20 | 1e+20 | 1e+20 | 1e+20 | 1e+20 | 1e+20 | 1e+20 | 1e+20 | 1e+20 | 1e+20 | 1e+20 | 1e+20 | 1e+20 | 1e+20
| FN | 1e+20 | 1e+20 | 1e+20 | 1e+20 | 1e+20 | 1e+20 | 1e+20 | 1e+20 | 1e+20 | 1e+20 | 1e+20 | 1e+20 | 1e+20 | 1e+20 | 1e+20 | 1e+20 | 1e+20 | 1e+20 | 1e+20 | 1e+20 | 1e+20 | 1e+20 | 1e+20 | 1e+20 | 1e+20
Y5 | WD | 1e+20 | 1e+20 | 1e+20 | 1e+20 | 1e+20 | 1e+20 | 1e+20 | 1e+20 | 1e+20 | 1e+20 | 1e+20 | 1e+20 | 1e+20 | 1e+20 | 1e+20 | 1e+20 | 1e+20 | 1e+20 | 1e+20 | 1e+20 | 1e+20 | 1e+20 | 1e+20 | 1e+20 | 1e+20
| WN | 1e+20 | 1e+20 | 1e+20 | 1e+20 | 1e+20 | 1e+20 | 1e+20 | 1e+20 | 1e+20 | 1e+20 | 1e+20 | 1e+20 | 1e+20 | 1e+20 | 1e+20 | 1e+20 | 1e+20 | 1e+20 | 1e+20 | 1e+20 | 1e+20 | 1e+20 | 1e+20 | 1e+20 | 1e+20
| SPD | 1e+20 | 1e+20 | 1e+20 | 1e+20 | 1e+20 | 1e+20 | 1e+20 | 1e+20 | 1e+20 | 1e+20 | 1e+20 | 1e+20 | 1e+20 | 1e+20 | 1e+20 | 1e+20 | 1e+20 | 1e+20 | 1e+20 | 1e+20 | 1e+20 | 1e+20 | 1e+20 | 1e+20 | 1e+20
| SPN | 1e+20 | 1e+20 | 1e+20 | 1e+20 | 1e+20 | 1e+20 | 1e+20 | 1e+20 | 1e+20 | 1e+20 | 1e+20 | 1e+20 | 1e+20 | 1e+20 | 1e+20 | 1e+20 | 1e+20 | 1e+20 | 1e+20 | 1e+20 | 1e+20 | 1e+20 | 1e+20 | 1e+20 | 1e+20
| SD | 1e+20 | 1e+20 | 1e+20 | 1e+20 | 1e+20 | 1e+20 | 1e+20 | 1e+20 | 1e+20 | 1e+20 | 1e+20 | 1e+20 | 1e+20 | 1e+20 | 1e+20 | 1e+20 | 1e+20 | 1e+20 | 1e+20 | 1e+20 | 1e+20 | 1e+20 | 1e+20 | 1e+20 | 1e+20
| SN | 1e+20 | 1e+20 | 1e+20 | 1e+20 | 1e+20 | 1e+20 | 1e+20 | 1e+20 | 1e+20 | 1e+20 | 1e+20 | 1e+20 | 1e+20 | 1e+20 | 1e+20 | 1e+20 | 1e+20 | 1e+20 | 1e+20 | 1e+20 | 1e+20 | 1e+20 | 1e+20 | 1e+20 | 1e+20
| FD | 1e+20 | 1e+20 | 1e+20 | 1e+20 | 1e+20 | 1e+20 | 1e+20 | 1e+20 | 1e+20 | 1e+20 | 1e+20 | 1e+20 | 1e+20 | 1e+20 | 1e+20 | 1e+20 | 1e+20 | 1e+20 | 1e+20 | 1e+20 | 1e+20 | 1e+20 | 1e+20 | 1e+20 | 1e+20
| FN | 1e+20 | 1e+20 | 1e+20 | 1e+20 | 1e+20 | 1e+20 | 1e+20 | 1e+20 | 1e+20 | 1e+20 | 1e+20 | 1e+20 | 1e+20 | 1e+20 | 1e+20 | 1e+20 | 1e+20 | 1e+20 | 1e+20 | 1e+20 | 1e+20 | 1e+20 | 1e+20 | 1e+20 | 1e+20
Y6 | WD | 1e+20 | 1e+20 | 1e+20 | 1e+20 | 1e+20 | 1e+20 | 1e+20 | 1e+20 | 1e+20 | 1e+20 | 1e+20 | 1e+20 | 1e+20 | 1e+20 | 1e+20 | 1e+20 | 1e+20 | 1e+20 | 1e+20 | 1e+20 | 1e+20 | 1e+20 | 1e+20 | 1e+20 | 1e+20
| WN | 1e+20 | 1e+20 | 1e+20 | 1e+20 | 1e+20 | 1e+20 | 1e+20 | 1e+20 | 1e+20 | 1e+20 | 1e+20 | 1e+20 | 1e+20 | 1e+20 | 1e+20 | 1e+20 | 1e+20 | 1e+20 | 1e+20 | 1e+20 | 1e+20 | 1e+20 | 1e+20 | 1e+20 | 1e+20
| SPD | 1e+20 | 1e+20 | 1e+20 | 1e+20 | 1e+20 | 1e+20 | 1e+20 | 1e+20 | 1e+20 | 1e+20 | 1e+20 | 1e+20 | 1e+20 | 1e+20 | 1e+20 | 1e+20 | 1e+20 | 1e+20 | 1e+20 | 1e+20 | 1e+20 | 1e+20 | 1e+20 | 1e+20 | 1e+20
| SPN | 1e+20 | 1e+20 | 1e+20 | 1e+20 | 1e+20 | 1e+20 | 1e+20 | 1e+20 | 1e+20 | 1e+20 | 1e+20 | 1e+20 | 1e+20 | 1e+20 | 1e+20 | 1e+20 | 1e+20 | 1e+20 | 1e+20 | 1e+20 | 1e+20 | 1e+20 | 1e+20 | 1e+20 | 1e+20
| SD | 1e+20 | 1e+20 | 1e+20 | 1e+20 | 1e+20 | 1e+20 | 1e+20 | 1e+20 | 1e+20 | 1e+20 | 1e+20 | 1e+20 | 1e+20 | 1e+20 | 1e+20 | 1e+20 | 1e+20 | 1e+20 | 1e+20 | 1e+20 | 1e+20 | 1e+20 | 1e+20 | 1e+20 | 1e+20
| SN | 1e+20 | 1e+20 | 1e+20 | 1e+20 | 1e+20 | 1e+20 | 1e+20 | 1e+20 | 1e+20 | 1e+20 | 1e+20 | 1e+20 | 1e+20 | 1e+20 | 1e+20 | 1e+20 | 1e+20 | 1e+20 | 1e+20 | 1e+20 | 1e+20 | 1e+20 | 1e+20 | 1e+20 | 1e+20
| FD | 1e+20 | 1e+20 | 1e+20 | 1e+20 | 1e+20 | 1e+20 | 1e+20 | 1e+20 | 1e+20 | 1e+20 | 1e+20 | 1e+20 | 1e+20 | 1e+20 | 1e+20 | 1e+20 | 1e+20 | 1e+20 | 1e+20 | 1e+20 | 1e+20 | 1e+20 | 1e+20 | 1e+20 | 1e+20
| FN | 1e+20 | 1e+20 | 1e+20 | 1e+20 | 1e+20 | 1e+20 | 1e+20 | 1e+20 | 1e+20 | 1e+20 | 1e+20 | 1e+20 | 1e+20 | 1e+20 | 1e+20 | 1e+20 | 1e+20 | 1e+20 | 1e+20 | 1e+20 | 1e+20 | 1e+20 | 1e+20 | 1e+20 | 1e+20
Y7 | WD | 1e+20 | 1e+20 | 1e+20 | 1e+20 | 1e+20 | 1e+20 | 1e+20 | 1e+20 | 1e+20 | 1e+20 | 1e+20 | 1e+20 | 1e+20 | 1e+20 | 1e+20 | 1e+20 | 1e+20 | 1e+20 | 1e+20 | 1e+20 | 1e+20 | 1e+20 | 1e+20 | 1e+20 | 1e+20
| WN | 1e+20 | 1e+20 | 1e+20 | 1e+20 | 1e+20 | 1e+20 | 1e+20 | 1e+20 | 1e+20 | 1e+20 | 1e+20 | 1e+20 | 1e+20 | 1e+20 | 1e+20 | 1e+20 | 1e+20 | 1e+20 | 1e+20 | 1e+20 | 1e+20 | 1e+20 | 1e+20 | 1e+20 | 1e+20
| SPD | 1e+20 | 1e+20 | 1e+20 | 1e+20 | 1e+20 | 1e+20 | 1e+20 | 1e+20 | 1e+20 | 1e+20 | 1e+20 | 1e+20 | 1e+20 | 1e+20 | 1e+20 | 1e+20 | 1e+20 | 1e+20 | 1e+20 | 1e+20 | 1e+20 | 1e+20 | 1e+20 | 1e+20 | 1e+20
| SPN | 1e+20 | 1e+20 | 1e+20 | 1e+20 | 1e+20 | 1e+20 | 1e+20 | 1e+20 | 1e+20 | 1e+20 | 1e+20 | 1e+20 | 1e+20 | 1e+20 | 1e+20 | 1e+20 | 1e+20 | 1e+20 | 1e+20 | 1e+20 | 1e+20 | 1e+20 | 1e+20 | 1e+20 | 1e+20
| SD | 1e+20 | 1e+20 | 1e+20 | 1e+20 | 1e+20 | 1e+20 | 1e+20 | 1e+20 | 1e+20 | 1e+20 | 1e+20 | 1e+20 | 1e+20 | 1e+20 | 1e+20 | 1e+20 | 1e+20 | 1e+20 | 1e+20 | 1e+20 | 1e+20 | 1e+20 | 1e+20 | 1e+20 | 1e+20
| SN | 1e+20 | 1e+20 | 1e+20 | 1e+20 | 1e+20 | 1e+20 | 1e+20 | 1e+20 | 1e+20 | 1e+20 | 1e+20 | 1e+20 | 1e+20 | 1e+20 | 1e+20 | 1e+20 | 1e+20 | 1e+20 | 1e+20 | 1e+20 | 1e+20 | 1e+20 | 1e+20 | 1e+20 | 1e+20
| FD | 1e+20 | 1e+20 | 1e+20 | 1e+20 | 1e+20 | 1e+20 | 1e+20 | 1e+20 | 1e+20 | 1e+20 | 1e+20 | 1e+20 | 1e+20 | 1e+20 | 1e+20 | 1e+20 | 1e+20 | 1e+20 | 1e+20 | 1e+20 | 1e+20 | 1e+20 | 1e+20 | 1e+20 | 1e+20
| FN | 1e+20 | 1e+20 | 1e+20 | 1e+20 | 1e+20 | 1e+20 | 1e+20 | 1e+20 | 1e+20 | 1e+20 | 1e+20 | 1e+20 | 1e+20 | 1e+20 | 1e+20 | 1e+20 | 1e+20 | 1e+20 | 1e+20 | 1e+20 | 1e+20 | 1e+20 | 1e+20 | 1e+20 | 1e+20
Y8 | WD | 1e+20 | 1e+20 | 1e+20 | 1e+20 | 1e+20 | 1e+20 | 1e+20 | 1e+20 | 1e+20 | 1e+20 | 1e+20 | 1e+20 | 1e+20 | 1e+20 | 1e+20 | 1e+20 | 1e+20 | 1e+20 | 1e+20 | 1e+20 | 1e+20 | 1e+20 | 1e+20 | 1e+20 | 1e+20
| WN | 1e+20 | 1e+20 | 1e+20 | 1e+20 | 1e+20 | 1e+20 | 1e+20 | 1e+20 | 1e+20 | 1e+20 | 1e+20 | 1e+20 | 1e+20 | 1e+20 | 1e+20 | 1e+20 | 1e+20 | 1e+20 | 1e+20 | 1e+20 | 1e+20 | 1e+20 | 1e+20 | 1e+20 | 1e+20
| SPD | 1e+20 | 1e+20 | 1e+20 | 1e+20 | 1e+20 | 1e+20 | 1e+20 | 1e+20 | 1e+20 | 1e+20 | 1e+20 | 1e+20 | 1e+20 | 1e+20 | 1e+20 | 1e+20 | 1e+20 | 1e+20 | 1e+20 | 1e+20 | 1e+20 | 1e+20 | 1e+20 | 1e+20 | 1e+20
| SPN | 1e+20 | 1e+20 | 1e+20 | 1e+20 | 1e+20 | 1e+20 | 1e+20 | 1e+20 | 1e+20 | 1e+20 | 1e+20 | 1e+20 | 1e+20 | 1e+20 | 1e+20 | 1e+20 | 1e+20 | 1e+20 | 1e+20 | 1e+20 | 1e+20 | 1e+20 | 1e+20 | 1e+20 | 1e+20
| SD | 1e+20 | 1e+20 | 1e+20 | 1e+20 | 1e+20 | 1e+20 | 1e+20 | 1e+20 | 1e+20 | 1e+20 | 1e+20 | 1e+20 | 1e+20 | 1e+20 | 1e+20 | 1e+20 | 1e+20 | 1e+20 | 1e+20 | 1e+20 | 1e+20 | 1e+20 | 1e+20 | 1e+20 | 1e+20
| SN | 1e+20 | 1e+20 | 1e+20 | 1e+20 | 1e+20 | 1e+20 | 1e+20 | 1e+20 | 1e+20 | 1e+20 | 1e+20 | 1e+20 | 1e+20 | 1e+20 | 1e+20 | 1e+20 | 1e+20 | 1e+20 | 1e+20 | 1e+20 | 1e+20 | 1e+20 | 1e+20 | 1e+20 | 1e+20
| FD | 1e+20 | 1e+20 | 1e+20 | 1e+20 | 1e+20 | 1e+20 | 1e+20 | 1e+20 | 1e+20 | 1e+20 | 1e+20 | 1e+20 | 1e+20 | 1e+20 | 1e+20 | 1e+20 | 1e+20 | 1e+20 | 1e+20 | 1e+20 | 1e+20 | 1e+20 | 1e+20 | 1e+20 | 1e+20
| FN | 1e+20 | 1e+20 | 1e+20 | 1e+20 | 1e+20 | 1e+20 | 1e+20 | 1e+20 | 1e+20 | 1e+20 | 1e+20 | 1e+20 | 1e+20 | 1e+20 | 1e+20 | 1e+20 | 1e+20 | 1e+20 | 1e+20 | 1e+20 | 1e+20 | 1e+20 | 1e+20 | 1e+20 | 1e+20

## Emission_cap_annual
Years | Emission Cap
Y0 | 10000000000
Y1 | 10000000000
Y2 | 10000000000
Y3 | 10000000000
Y4 | 10000000000
Y5 | 10000000000
Y6 | 10000000000
Y7 | 10000000000
Y8 | 10000000000

## Demand
Years | Timesteps | DIST_IND | DIST_RES | DIST_SER | DIST_AGR
Y0 | WD | 0 | 0.31327 | 0.1759 | 0.48857
| WN | 0 | 0.23919 | 0.087952 | 0.24429
| SPD | 0 | 0.2159 | 0.087952 | 0.24429
| SPN | 0 | 0.17145 | 0.044372 | 0.12324
| SD | 0 | 0.46779 | 0.1759 | 0.48857
| SN | 0 | 0.38312 | 0.087952 | 0.24429
| FD | 0 | 0.18627 | 0.087952 | 0.24429
| FN | 0 | 0.1397 | 0.044372 | 0.12324
Y1 | WD | 0 | 0.9976 | 0.56016 | 0.56772
| WN | 0 | 0.76168 | 0.28008 | 0.28386
| SPD | 0 | 0.68753 | 0.28008 | 0.28386
| SPN | 0 | 0.54598 | 0.1413 | 0.14321
| SD | 0 | 1.4897 | 0.56016 | 0.56772
| SN | 0 | 1.22 | 0.28008 | 0.28386
| FD | 0 | 0.59317 | 0.28008 | 0.28386
| FN | 0 | 0.44488 | 0.1413 | 0.14321
Y2 | WD | 0 | 1.7078 | 0.95896 | 0.65969
| WN | 0 | 1.3039 | 0.47948 | 0.32985
| SPD | 0 | 1.177 | 0.47948 | 0.32985
| SPN | 0 | 0.93468 | 0.2419 | 0.16641
| SD | 0 | 2.5502 | 0.95896 | 0.65969
| SN | 0 | 2.0886 | 0.47948 | 0.32985
| FD | 0 | 1.0155 | 0.47948 | 0.32985
| FN | 0 | 0.76159 | 0.2419 | 0.16641
Y3 | WD | 0 | 2.4447 | 1.3727 | 0.76656
| WN | 0 | 1.8665 | 0.68635 | 0.38328
| SPD | 0 | 1.6848 | 0.68635 | 0.38328
| SPN | 0 | 1.338 | 0.34627 | 0.19337
| SD | 0 | 3.6505 | 1.3727 | 0.76656
| SN | 0 | 2.9898 | 0.68635 | 0.38328
| FD | 0 | 1.4536 | 0.68635 | 0.38328
| FN | 0 | 1.0902 | 0.34627 | 0.19337
Y4 | WD | 0 | 3.2089 | 1.8018 | 0.89074
| WN | 0 | 2.45 | 0.90091 | 0.44537
| SPD | 0 | 2.2115 | 0.90091 | 0.44537
| SPN | 0 | 1.7562 | 0.45451 | 0.22469
| SD | 0 | 4.7917 | 1.8018 | 0.89074
| SN | 0 | 3.9244 | 0.90091 | 0.44537
| FD | 0 | 1.908 | 0.90091 | 0.44537
| FN | 0 | 1.431 | 0.45451 | 0.22469
Y5 | WD | 0 | 4.0013 | 2.2468 | 1.035
| WN | 0 | 3.055 | 1.1234 | 0.51752
| SPD | 0 | 2.7576 | 1.1234 | 0.51752
| SPN | 0 | 2.1899 | 0.56675 | 0.26109
| SD | 0 | 5.9749 | 2.2468 | 1.035
| SN | 0 | 4.8935 | 1.1234 | 0.51752
| FD | 0 | 2.3791 | 1.1234 | 0.51752
| FN | 0 | 1.7844 | 0.56675 | 0.26109
Y6 | WD | 0 | 4.8226 | 2.708 | 1.2027
| WN | 0 | 3.6821 | 1.354 | 0.60136
| SPD | 0 | 3.3237 | 1.354 | 0.60136
| SPN | 0 | 2.6394 | 0.68309 | 0.30339
| SD | 0 | 7.2014 | 2.708 | 1.2027
| SN | 0 | 5.8979 | 1.354 | 0.60136
| FD | 0 | 2.8675 | 1.354 | 0.60136
| FN | 0 | 2.1506 | 0.68309 | 0.30339
Y7 | WD | 0 | 5.6737 | 3.1859 | 1.3976
| WN | 0 | 4.332 | 1.5929 | 0.69878
| SPD | 0 | 3.9103 | 1.5929 | 0.69878
| SPN | 0 | 3.1052 | 0.80364 | 0.35254
| SD | 0 | 8.4723 | 3.1859 | 1.3976
| SN | 0 | 6.9388 | 1.5929 | 0.69878
| FD | 0 | 3.3736 | 1.5929 | 0.69878
| FN | 0 | 2.5302 | 0.80364 | 0.35254
Y8 | WD | 0 | 6.5554 | 3.6809 | 1.624
| WN | 0 | 5.0052 | 1.8405 | 0.81198
| SPD | 0 | 4.5179 | 1.8405 | 0.81198
| SPN | 0 | 3.5878 | 0.92853 | 0.40965
| SD | 0 | 9.7889 | 3.6809 | 1.624
| SN | 0 | 8.0171 | 1.8405 | 0.81198
| FD | 0 | 3.8978 | 1.8405 | 0.81198
| FN | 0 | 2.9234 | 0.92853 | 0.40965