## V_OM
Tech_category | Supply | [13 empty] | Conversion_plus | Conversion | [12 empty] | Transmission
Technology | CRO_EXT | CRO_IMP | NG_EXT | NG_IMP | HFO_IMP | BM_EXT | LFO_IMP | CO_IMP | GEOST | LHYD | SHYD | CSP | PV_UTL | WIND | CRO_REF | CROST | HFOST | SCGT1 | CCGT1 | SCGT2 | CCGT2 | COST | BMPP | GEN_SET | IND | RES | SER | AGR | TRANS
Years
Y0 | 11.352 | 12.613 | 7.72 | 10.22 | 10.1 | 1.6 | 14.809 | 3.24 | 0.861 | 0.917 | 0.917 | 1.03 | 0.0556 | 1.03 | 0.71775 | 1.03 | 1.03 | 0.75 | 0.583 | 0.75 | 0.583 | 1.03 | 1.03 | 0.5 | 0.464 | 0.464 | 0.464 | 0.464 | 0.464
Y1 | 11.538 | 12.819 | 7.88 | 10.38 | 10.5 | 1.6 | 15.396 | 3.26 | 0.861 | 0.917 | 0.917 | 1.03 | 0.0556 | 1.03 | 0.71775 | 1.03 | 1.03 | 0.75 | 0.583 | 0.75 | 0.583 | 1.03 | 1.03 | 0.5 | 0.464 | 0.464 | 0.464 | 0.464 | 0.464
Y2 | 11.723 | 13.025 | 8.04 | 10.54 | 10.9 | 1.6 | 15.983 | 3.28 | 0.861 | 0.917 | 0.917 | 1.03 | 0.0556 | 1.03 | 0.71775 | 1.03 | 1.03 | 0.75 | 0.583 | 0.75 | 0.583 | 1.03 | 1.03 | 0.5 | 0.464 | 0.464 | 0.464 | 0.464 | 0.464
Y3 | 11.909 | 13.231 | 8.2 | 10.7 | 11.3 | 1.6 | 16.57 | 3.3 | 0.861 | 0.917 | 0.917 | 1.03 | 0.0556 | 1.03 | 0.71775 | 1.03 | 1.03 | 0.75 | 0.583 | 0.75 | 0.583 | 1.03 | 1.03 | 0.5 | 0.464 | 0.464 | 0.464 | 0.464 | 0.464
Y4 | 12.094 | 13.437 | 8.36 | 10.86 | 11.7 | 1.6 | 17.157 | 3.32 | 0.861 | 0.917 | 0.917 | 1.03 | 0.0556 | 1.03 | 0.71775 | 1.03 | 1.03 | 0.75 | 0.583 | 0.75 | 0.583 | 1.03 | 1.03 | 0.5 | 0.464 | 0.464 | 0.464 | 0.464 | 0.464
Y5 | 12.28 | 13.643 | 8.52 | 11.02 | 12.1 | 1.6 | 17.744 | 3.34 | 0.861 | 0.917 | 0.917 | 1.03 | 0.0556 | 1.03 | 0.71775 | 1.03 | 1.03 | 0.75 | 0.583 | 0.75 | 0.583 | 1.03 | 1.03 | 0.5 | 0.464 | 0.464 | 0.464 | 0.464 | 0.464
Y6 | 12.465 | 13.849 | 8.68 | 11.18 | 12.5 | 1.6 | 18.331 | 3.36 | 0.861 | 0.917 | 0.917 | 1.03 | 0.0556 | 1.03 | 0.71775 | 1.03 | 1.03 | 0.75 | 0.583 | 0.75 | 0.583 | 1.03 | 1.03 | 0.5 | 0.464 | 0.464 | 0.464 | 0.464 | 0.464
Y7 | 12.65 | 14.055 | 8.84 | 11.34 | 12.9 | 1.6 | 18.918 | 3.38 | 0.861 | 0.917 | 0.917 | 1.03 | 0.0556 | 1.03 | 0.71775 | 1.03 | 1.03 | 0.75 | 0.583 | 0.75 | 0.583 | 1.03 | 1.03 | 0.5 | 0.464 | 0.464 | 0.464 | 0.464 | 0.464
Y8 | 12.836 | 14.261 | 9 | 11.5 | 13.3 | 1.6 | 19.505 | 3.4 | 0.861 | 0.917 | 0.917 | 1.03 | 0.0556 | 1.03 | 0.71775 | 1.03 | 1.03 | 0.75 | 0.583 | 0.75 | 0.583 | 1.03 | 1.03 | 0.5 | 0.464 | 0.464 | 0.464 | 0.464 | 0.464

## F_OM
Tech_category | Supply | [13 empty] | Conversion_plus | Conversion | [12 empty] | Transmission
Technology | CRO_EXT | CRO_IMP | NG_EXT | NG_IMP | HFO_IMP | BM_EXT | LFO_IMP | CO_IMP | GEOST | LHYD | SHYD | CSP | PV_UTL | WIND | CRO_REF | CROST | HFOST | SCGT1 | CCGT1 | SCGT2 | CCGT2 | COST | BMPP | GEN_SET | IND | RES | SER | AGR | TRANS
Years
Y0 | 0 | 0 | 0 | 0 | 0 | 0 | 0 | 0 | 120 | 90 | 75 | 40.58 | 17.91 | 59.56 | 0 | 75 | 75 | 20 | 35 | 45 | 35 | 78 | 75 | 23 | 0 | 0 | 0 | 0 | 0.96
Y1 | 0 | 0 | 0 | 0 | 0 | 0 | 0 | 0 | 120 | 90 | 75 | 40.58 | 17.91 | 59.56 | 0 | 75 | 75 | 20 | 35 | 45 | 35 | 78 | 75 | 23 | 0 | 0 | 0 | 0 | 0.96
Y2 | 0 | 0 | 0 | 0 | 0 | 0 | 0 | 0 | 120 | 90 | 75 | 40.58 | 17.91 | 59.56 | 0 | 75 | 75 | 20 | 35 | 45 | 35 | 78 | 75 | 23 | 0 | 0 | 0 | 0 | 0.96
Y3 | 0 | 0 | 0 | 0 | 0 | 0 | 0 | 0 | 120 | 90 | 75 | 40.58 | 17.91 | 59.56 | 0 | 75 | 75 | 20 | 35 | 45 | 35 | 78 | 75 | 23 | 0 | 0 | 0 | 0 | 0.96
Y4 | 0 | 0 | 0 | 0 | 0 | 0 | 0 | 0 | 120 | 90 | 75 | 40.58 | 17.91 | 59.56 | 0 | 75 | 75 | 20 | 35 | 45 | 35 | 78 | 75 | 23 | 0 | 0 | 0 | 0 | 0.96
Y5 | 0 | 0 | 0 | 0 | 0 | 0 | 0 | 0 | 120 | 90 | 75 | 40.58 | 17.91 | 59.56 | 0 | 75 | 75 | 20 | 35 | 45 | 35 | 78 | 75 | 23 | 0 | 0 | 0 | 0 | 0.96
Y6 | 0 | 0 | 0 | 0 | 0 | 0 | 0 | 0 | 120 | 90 | 75 | 40.58 | 17.91 | 59.56 | 0 | 75 | 75 | 20 | 35 | 45 | 35 | 78 | 75 | 23 | 0 | 0 | 0 | 0 | 0.96
Y7 | 0 | 0 | 0 | 0 | 0 | 0 | 0 | 0 | 120 | 90 | 75 | 40.58 | 17.91 | 59.56 | 0 | 75 | 75 | 20 | 35 | 45 | 35 | 78 | 75 | 23 | 0 | 0 | 0 | 0 | 0.96
Y8 | 0 | 0 | 0 | 0 | 0 | 0 | 0 | 0 | 120 | 90 | 75 | 40.58 | 17.91 | 59.56 | 0 | 75 | 75 | 20 | 35 | 45 | 35 | 78 | 75 | 23 | 0 | 0 | 0 | 0 | 0.96

## INV
Tech_category | Supply | [13 empty] | Conversion_plus | Conversion | [12 empty] | Transmission
Technology | CRO_EXT | CRO_IMP | NG_EXT | NG_IMP | HFO_IMP | BM_EXT | LFO_IMP | CO_IMP | GEOST | LHYD | SHYD | CSP | PV_UTL | WIND | CRO_REF | CROST | HFOST | SCGT1 | CCGT1 | SCGT2 | CCGT2 | COST | BMPP | GEN_SET | IND | RES | SER | AGR | TRANS
Years
Y0 | 0 | 0 | 0 | 0 | 0 | 0 | 0 | 0 | 4000 | 3000 | 2500 | 3773.2 | 1279.6 | 1406.8 | 24.1 | 2500 | 2500 | 700 | 1200 | 1450 | 1200 | 2500 | 2500 | 750 | 0 | 0 | 0 | 0 | 0
Y1 | 0 | 0 | 0 | 0 | 0 | 0 | 0 | 0 | 4000 | 3000 | 2500 | 3630.8 | 1230.4 | 1365.7 | 24.1 | 2500 | 2500 | 700 | 1200 | 1450 | 1200 | 2500 | 2500 | 750 | 0 | 0 | 0 | 0 | 0
Y2 | 0 | 0 | 0 | 0 | 0 | 0 | 0 | 0 | 4000 | 3000 | 2500 | 3488.4 | 1181.2 | 1324.6 | 24.1 | 2500 | 2500 | 700 | 1200 | 1450 | 1200 | 2500 | 2500 | 750 | 0 | 0 | 0 | 0 | 0
Y3 | 0 | 0 | 0 | 0 | 0 | 0 | 0 | 0 | 4000 | 3000 | 2500 | 3346 | 1132 | 1283.5 | 24.1 | 2500 | 2500 | 700 | 1200 | 1450 | 1200 | 2500 | 2500 | 750 | 0 | 0 | 0 | 0 | 0
Y4 | 0 | 0 | 0 | 0 | 0 | 0 | 0 | 0 | 4000 | 3000 | 2500 | 3203.6 | 1082.8 | 1242.4 | 24.1 | 2500 | 2500 | 700 | 1200 | 1450 | 1200 | 2500 | 2500 | 750 | 0 | 0 | 0 | 0 | 0
Y5 | 0 | 0 | 0 | 0 | 0 | 0 | 0 | 0 | 4000 | 3000 | 2500 | 3061.2 | 1033.6 | 1201.3 | 24.1 | 2500 | 2500 | 700 | 1200 | 1450 | 1200 | 2500 | 2500 | 750 | 0 | 0 | 0 | 0 | 0
Y6 | 0 | 0 | 0 | 0 | 0 | 0 | 0 | 0 | 4000 | 3000 | 2500 | 2918.8 | 984.4 | 1160.2 | 24.1 | 2500 | 2500 | 700 | 1200 | 1450 | 1200 | 2500 | 2500 | 750 | 0 | 0 | 0 | 0 | 0
Y7 | 0 | 0 | 0 | 0 | 0 | 0 | 0 | 0 | 4000 | 3000 | 2500 | 2776.4 | 935.2 | 1119.1 | 24.1 | 2500 | 2500 | 700 | 1200 | 1450 | 1200 | 2500 | 2500 | 750 | 0 | 0 | 0 | 0 | 0
Y8 | 0 | 0 | 0 | 0 | 0 | 0 | 0 | 0 | 4000 | 3000 | 2500 | 2634 | 886 | 1078 | 24.1 | 2500 | 2500 | 700 | 1200 | 1450 | 1200 | 2500 | 2500 | 750 | 0 | 0 | 0 | 0 | 0

## Decom_cost
Tech_category | Supply | [13 empty] | Conversion_plus | Conversion | [12 empty] | Transmission
Technology | CRO_EXT | CRO_IMP | NG_EXT | NG_IMP | HFO_IMP | BM_EXT | LFO_IMP | CO_IMP | GEOST | LHYD | SHYD | CSP | PV_UTL | WIND | CRO_REF | CROST | HFOST | SCGT1 | CCGT1 | SCGT2 | CCGT2 | COST | BMPP | GEN_SET | IND | RES | SER | AGR | TRANS
Years
Y0 | 0 | 0 | 0 | 0 | 0 | 0 | 0 | 0 | 0 | 0 | 0 | 0 | 0 | 0 | 0 | 0 | 0 | 0 | 0 | 0 | 0 | 0 | 0 | 0 | 0 | 0 | 0 | 0 | 0
Y1 | 0 | 0 | 0 | 0 | 0 | 0 | 0 | 0 | 0 | 0 | 0 | 0 | 0 | 0 | 0 | 0 | 0 | 0 | 0 | 0 | 0 | 0 | 0 | 0 | 0 | 0 | 0 | 0 | 0
Y2 | 0 | 0 | 0 | 0 | 0 | 0 | 0 | 0 | 0 | 0 | 0 | 0 | 0 | 0 | 0 | 0 | 0 | 0 | 0 | 0 | 0 | 0 | 0 | 0 | 0 | 0 | 0 | 0 | 0
Y3 | 0 | 0 | 0 | 0 | 0 | 0 | 0 | 0 | 0 | 0 | 0 | 0 | 0 | 0 | 0 | 0 | 0 | 0 | 0 | 0 | 0 | 0 | 0 | 0 | 0 | 0 | 0 | 0 | 0
Y4 | 0 | 0 | 0 | 0 | 0 | 0 | 0 | 0 | 0 | 0 | 0 | 0 | 0 | 0 | 0 | 0 | 0 | 0 | 0 | 0 | 0 | 0 | 0 | 0 | 0 | 0 | 0 | 0 | 0
Y5 | 0 | 0 | 0 | 0 | 0 | 0 | 0 | 0 | 0 | 0 | 0 | 0 | 0 | 0 | 0 | 0 | 0 | 0 | 0 | 0 | 0 | 0 | 0 | 0 | 0 | 0 | 0 | 0 | 0
Y6 | 0 | 0 | 0 | 0 | 0 | 0 | 0 | 0 | 0 | 0 | 0 | 0 | 0 | 0 | 0 | 0 | 0 | 0 | 0 | 0 | 0 | 0 | 0 | 0 | 0 | 0 | 0 | 0 | 0
Y7 | 0 | 0 | 0 | 0 | 0 | 0 | 0 | 0 | 0 | 0 | 0 | 0 | 0 | 0 | 0 | 0 | 0 | 0 | 0 | 0 | 0 | 0 | 0 | 0 | 0 | 0 | 0 | 0 | 0
Y8 | 0 | 0 | 0 | 0 | 0 | 0 | 0 | 0 | 0 | 0 | 0 | 0 | 0 | 0 | 0 | 0 | 0 | 0 | 0 | 0 | 0 | 0 | 0 | 0 | 0 | 0 | 0 | 0 | 0

## Economic_lifetime
Tech_category | Supply | [13 empty] | Conversion_plus | Conversion | [12 empty] | Transmission
Technology | CRO_EXT | CRO_IMP | NG_EXT | NG_IMP | HFO_IMP | BM_EXT | LFO_IMP | CO_IMP | GEOST | LHYD | SHYD | CSP | PV_UTL | WIND | CRO_REF | CROST | HFOST | SCGT1 | CCGT1 | SCGT2 | CCGT2 | COST | BMPP | GEN_SET | IND | RES | SER | AGR | TRANS
Performance Parameter
Economic Life time | 1 | 1 | 1 | 1 | 1 | 1 | 1 | 1 | 1 | 1 | 1 | 1 | 1 | 1 | 1 | 1 | 1 | 1 | 1 | 1 | 1 | 1 | 1 | 1 | 1 | 1 | 1 | 1 | 1

## Interest_rate
Tech_category | Supply | [13 empty] | Conversion_plus | Conversion | [12 empty] | Transmission
Technology | CRO_EXT | CRO_IMP | NG_EXT | NG_IMP | HFO_IMP | BM_EXT | LFO_IMP | CO_IMP | GEOST | LHYD | SHYD | CSP | PV_UTL | WIND | CRO_REF | CROST | HFOST | SCGT1 | CCGT1 | SCGT2 | CCGT2 | COST | BMPP | GEN_SET | IND | RES | SER | AGR | TRANS
Performance Parameter
Interest Rate | 0.216 | 0.216 | 0.216 | 0.216 | 0.216 | 0.216 | 0.216 | 0.216 | 0.216 | 0.216 | 0.216 | 0.216 | 0.216 | 0.216 | 0.216 | 0.216 | 0.216 | 0.216 | 0.216 | 0.216 | 0.216 | 0.216 | 0.216 | 0.216 | 0.216 | 0.216 | 0.216 | 0.216 | 0.216

## Discount_rate
Years | Annual Discount Rate
Y0 | 0.216
Y1 | 0.216
Y2 | 0.216
Y3 | 0.216
Y4 | 0.216
Y5 | 0.216
Y6 | 0.216
Y7 | 0.216
Y8 | 0.216

## Tech_lifetime
Tech_category | Supply | [13 empty] | Conversion_plus | Conversion | [12 empty] | Transmission
Technology | CRO_EXT | CRO_IMP | NG_EXT | NG_IMP | HFO_IMP | BM_EXT | LFO_IMP | CO_IMP | GEOST | LHYD | SHYD | CSP | PV_UTL | WIND | CRO_REF | CROST | HFOST | SCGT1 | CCGT1 | SCGT2 | CCGT2 | COST | BMPP | GEN_SET | IND | RES | SER | AGR | TRANS
Performance Parameter
Technical Life time | 1 | 1 | 1 | 1 | 1 | 1 | 1 | 1 | 25 | 50 | 50 | 30 | 24 | 25 | 35 | 35 | 35 | 25 | 30 | 25 | 30 | 35 | 30 | 10 | 50 | 50 | 50 | 50 | 50

## Tech_efficiency
Tech_category | Supply | [13 empty] | Conversion_plus | Conversion | [12 empty] | Transmission
Technology | CRO_EXT | CRO_IMP | NG_EXT | NG_IMP | HFO_IMP | BM_EXT | LFO_IMP | CO_IMP | GEOST | LHYD | SHYD | CSP | PV_UTL | WIND | CRO_REF | CROST | HFOST | SCGT1 | CCGT1 | SCGT2 | CCGT2 | COST | BMPP | GEN_SET | IND | RES | SER | AGR | TRANS
Years
Y0 | 1 | 1 | 1 | 1 | 1 | 1 | 1 | 1 | 1 | 1 | 1 | 1 | 1 | 1 | 1 | 0.37 | 0.37 | 0.3 | 0.48 | 0.35 | 0.48 | 0.37 | 0.35 | 0.3 | 0.85 | 0.85 | 0.85 | 0.85 | 0.95
Y1 | 1 | 1 | 1 | 1 | 1 | 1 | 1 | 1 | 1 | 1 | 1 | 1 | 1 | 1 | 1 | 0.37 | 0.37 | 0.3 | 0.48 | 0.35 | 0.48 | 0.37 | 0.35 | 0.3 | 0.85 | 0.85 | 0.85 | 0.85 | 0.95
Y2 | 1 | 1 | 1 | 1 | 1 | 1 | 1 | 1 | 1 | 1 | 1 | 1 | 1 | 1 | 1 | 0.37 | 0.37 | 0.3 | 0.48 | 0.35 | 0.48 | 0.37 | 0.35 | 0.3 | 0.85 | 0.85 | 0.85 | 0.85 | 0.95
Y3 | 1 | 1 | 1 | 1 | 1 | 1 | 1 | 1 | 1 | 1 | 1 | 1 | 1 | 1 | 1 | 0.37 | 0.37 | 0.3 | 0.48 | 0.35 | 0.48 | 0.37 | 0.35 | 0.3 | 0.85 | 0.85 | 0.85 | 0.85 | 0.95
Y4 | 1 | 1 | 1 | 1 | 1 | 1 | 1 | 1 | 1 | 1 | 1 | 1 | 1 | 1 | 1 | 0.37 | 0.37 | 0.3 | 0.48 | 0.35 | 0.48 | 0.37 | 0.35 | 0.3 | 0.85 | 0.85 | 0.85 | 0.85 | 0.95
Y5 | 1 | 1 | 1 | 1 | 1 | 1 | 1 | 1 | 1 | 1 | 1 | 1 | 1 | 1 | 1 | 0.37 | 0.37 | 0.3 | 0.48 | 0.35 | 0.48 | 0.37 | 0.35 | 0.3 | 0.85 | 0.85 | 0.85 | 0.85 | 0.95
Y6 | 1 | 1 | 1 | 1 | 1 | 1 | 1 | 1 | 1 | 1 | 1 | 1 | 1 | 1 | 1 | 0.37 | 0.37 | 0.3 | 0.48 | 0.35 | 0.48 | 0.37 | 0.35 | 0.3 | 0.85 | 0.85 | 0.85 | 0.85 | 0.95
Y7 | 1 | 1 | 1 | 1 | 1 | 1 | 1 | 1 | 1 | 1 | 1 | 1 | 1 | 1 | 1 | 0.37 | 0.37 | 0.3 | 0.48 | 0.35 | 0.48 | 0.37 | 0.35 | 0.3 | 0.85 | 0.85 | 0.85 | 0.85 | 0.95
Y8 | 1 | 1 | 1 | 1 | 1 | 1 | 1 | 1 | 1 | 1 | 1 | 1 | 1 | 1 | 1 | 0.37 | 0.37 | 0.3 | 0.48 | 0.35 | 0.48 | 0.37 | 0.35 | 0.3 | 0.85 | 0.85 | 0.85 | 0.85 | 0.95

## Carrier_ratio_in
| Tech_category | CRO_REF
| Technology | CRO
Years | Timesteps
Y0 | WD | 1
| WN | 1
| SPD | 1
| SPN | 1
| SD | 1
| SN | 1
| FD | 1
| FN | 1
Y1 | WD | 1
| WN | 1
| SPD | 1
| SPN | 1
| SD | 1
| SN | 1
| FD | 1
| FN | 1
Y2 | WD | 1
| WN | 1
| SPD | 1
| SPN | 1
| SD | 1
| SN | 1
| FD | 1
| FN | 1
Y3 | WD | 1
| WN | 1
| SPD | 1
| SPN | 1
| SD | 1
| SN | 1
| FD | 1
| FN | 1
Y4 | WD | 1
| WN | 1
| SPD | 1
| SPN | 1
| SD | 1
| SN | 1
| FD | 1
| FN | 1
Y5 | WD | 1
| WN | 1
| SPD | 1
| SPN | 1
| SD | 1
| SN | 1
| FD | 1
| FN | 1
Y6 | WD | 1
| WN | 1
| SPD | 1
| SPN | 1
| SD | 1
| SN | 1
| FD | 1
| FN | 1
Y7 | WD | 1
| WN | 1
| SPD | 1
| SPN | 1
| SD | 1
| SN | 1
| FD | 1
| FN | 1
Y8 | WD | 1
| WN | 1
| SPD | 1
| SPN | 1
| SD | 1
| SN | 1
| FD | 1
| FN | 1

## Carrier_ratio_out
| Tech_category | CRO_REF
| Technology | LFO | HFO
Years | Timesteps
Y0 | WD | 0.8 | 0.2
| WN | 0.8 | 0.2
| SPD | 0.8 | 0.2
| SPN | 0.8 | 0.2
| SD | 0.8 | 0.2
| SN | 0.8 | 0.2
| FD | 0.8 | 0.2
| FN | 0.8 | 0.2
Y1 | WD | 0.8 | 0.2
| WN | 0.8 | 0.2
| SPD | 0.8 | 0.2
| SPN | 0.8 | 0.2
| SD | 0.8 | 0.2
| SN | 0.8 | 0.2
| FD | 0.8 | 0.2
| FN | 0.8 | 0.2
Y2 | WD | 0.8 | 0.2
| WN | 0.8 | 0.2
| SPD | 0.8 | 0.2
| SPN | 0.8 | 0.2
| SD | 0.8 | 0.2
| SN | 0.8 | 0.2
| FD | 0.8 | 0.2
| FN | 0.8 | 0.2
Y3 | WD | 0.8 | 0.2
| WN | 0.8 | 0.2
| SPD | 0.8 | 0.2
| SPN | 0.8 | 0.2
| SD | 0.8 | 0.2
| SN | 0.8 | 0.2
| FD | 0.8 | 0.2
| FN | 0.8 | 0.2
Y4 | WD | 0.8 | 0.2
| WN | 0.8 | 0.2
| SPD | 0.8 | 0.2
| SPN | 0.8 | 0.2
| SD | 0.8 | 0.2
| SN | 0.8 | 0.2
| FD | 0.8 | 0.2
| FN | 0.8 | 0.2
Y5 | WD | 0.8 | 0.2
| WN | 0.8 | 0.2
| SPD | 0.8 | 0.2
| SPN | 0.8 | 0.2
| SD | 0.8 | 0.2
| SN | 0.8 | 0.2
| FD | 0.8 | 0.2
| FN | 0.8 | 0.2
Y6 | WD | 0.8 | 0.2
| WN | 0.8 | 0.2
| SPD | 0.8 | 0.2
| SPN | 0.8 | 0.2
| SD | 0.8 | 0.2
| SN | 0.8 | 0.2
| FD | 0.8 | 0.2
| FN | 0.8 | 0.2
Y7 | WD | 0.8 | 0.2
| WN | 0.8 | 0.2
| SPD | 0.8 | 0.2
| SPN | 0.8 | 0.2
| SD | 0.8 | 0.2
| SN | 0.8 | 0.2
| FD | 0.8 | 0.2
| FN | 0.8 | 0.2
Y8 | WD | 0.8 | 0.2
| WN | 0.8 | 0.2
| SPD | 0.8 | 0.2
| SPN | 0.8 | 0.2
| SD | 0.8 | 0.2
| SN | 0.8 | 0.2
| FD | 0.8 | 0.2
| FN | 0.8 | 0.2

## AnnualProd_perunit_capacity
Tech_category | Supply | [13 empty] | Conversion_plus | Conversion | [12 empty] | Transmission
Technology | CRO_EXT | CRO_IMP | NG_EXT | NG_IMP | HFO_IMP | BM_EXT | LFO_IMP | CO_IMP | GEOST | LHYD | SHYD | CSP | PV_UTL | WIND | CRO_REF | CROST | HFOST | SCGT1 | CCGT1 | SCGT2 | CCGT2 | COST | BMPP | GEN_SET | IND | RES | SER | AGR | TRANS
Performance Parameter
AnnualProd_Per_UnitCapacity | 31.536 | 31.536 | 31.536 | 31.536 | 31.536 | 31.536 | 31.536 | 31.536 | 31.536 | 31.536 | 31.536 | 31.536 | 31.536 | 31.536 | 31.536 | 31.536 | 31.536 | 31.536 | 31.536 | 31.536 | 31.536 | 31.536 | 31.536 | 31.536 | 31.536 | 31.536 | 31.536 | 31.536 | 31.536

## Residual_capacity
Tech_category | Supply | [13 empty] | Conversion_plus | Conversion | [12 empty] | Transmission
Technology | CRO_EXT | CRO_IMP | NG_EXT | NG_IMP | HFO_IMP | BM_EXT | LFO_IMP | CO_IMP | GEOST | LHYD | SHYD | CSP | PV_UTL | WIND | CRO_REF | CROST | HFOST | SCGT1 | CCGT1 | SCGT2 | CCGT2 | COST | BMPP | GEN_SET | IND | RES | SER | AGR | TRANS
Years
Y0 | 0 | 0 | 0 | 0 | 0 | 0 | 0 | 0 | 0 | 0.28 | 0.015 | 0 | 0 | 0 | 0 | 0.5 | 0 | 0 | 0 | 0 | 0 | 0 | 0 | 0 | 0 | 0 | 0 | 0 | 0
Y1 | 0 | 0 | 0 | 0 | 0 | 0 | 0 | 0 | 0 | 0.28 | 0.015 | 0 | 0 | 0 | 0 | 0.5 | 0 | 0 | 0 | 0 | 0 | 0 | 0 | 0 | 0 | 0 | 0 | 0 | 0
Y2 | 0 | 0 | 0 | 0 | 0 | 0 | 0 | 0 | 0 | 0.28 | 0.015 | 0 | 0 | 0 | 0 | 0.5 | 0 | 0 | 0 | 0 | 0 | 0 | 0 | 0 | 0 | 0 | 0 | 0 | 0
Y3 | 0 | 0 | 0 | 0 | 0 | 0 | 0 | 0 | 0 | 0.28 | 0.015 | 0 | 0 | 0 | 0 | 0.5 | 0 | 0 | 0 | 0 | 0 | 0 | 0 | 0 | 0 | 0 | 0 | 0 | 0
Y4 | 0 | 0 | 0 | 0 | 0 | 0 | 0 | 0 | 0 | 0.28 | 0.015 | 0 | 0 | 0 | 0 | 0.5 | 0 | 0 | 0 | 0 | 0 | 0 | 0 | 0 | 0 | 0 | 0 | 0 | 0
Y5 | 0 | 0 | 0 | 0 | 0 | 0 | 0 | 0 | 0 | 0.28 | 0.015 | 0 | 0 | 0 | 0 | 0.5 | 0 | 0 | 0 | 0 | 0 | 0 | 0 | 0 | 0 | 0 | 0 | 0 | 0
Y6 | 0 | 0 | 0 | 0 | 0 | 0 | 0 | 0 | 0 | 0.28 | 0.015 | 0 | 0 | 0 | 0 | 0.5 | 0 | 0 | 0 | 0 | 0 | 0 | 0 | 0 | 0 | 0 | 0 | 0 | 0
Y7 | 0 | 0 | 0 | 0 | 0 | 0 | 0 | 0 | 0 | 0.28 | 0.015 | 0 | 0 | 0 | 0 | 0.5 | 0 | 0 | 0 | 0 | 0 | 0 | 0 | 0 | 0 | 0 | 0 | 0 | 0
Y8 | 0 | 0 | 0 | 0 | 0 | 0 | 0 | 0 | 0 | 0.28 | 0.015 | 0 | 0 | 0 | 0 | 0.5 | 0 | 0 | 0 | 0 | 0 | 0 | 0 | 0 | 0 | 0 | 0 | 0 | 0

## Capacity_factor_tech
Tech_category | Supply | [13 empty] | Conversion_plus | Conversion | [12 empty] | Transmission
Technology | CRO_EXT | CRO_IMP | NG_EXT | NG_IMP | HFO_IMP | BM_EXT | LFO_IMP | CO_IMP | GEOST | LHYD | SHYD | CSP | PV_UTL | WIND | CRO_REF | CROST | HFOST | SCGT1 | CCGT1 | SCGT2 | CCGT2 | COST | BMPP | GEN_SET | IND | RES | SER | AGR | TRANS
Years
Y0 | 1 | 1 | 1 | 1 | 1 | 1 | 1 | 1 | 0.79 | 1 | 1 | 1 | 1 | 1 | 1 | 0.82 | 0.73 | 0.85 | 0.85 | 0.61 | 0.854 | 0.85 | 0.5 | 0.3 | 1 | 1 | 1 | 1 | 1
Y1 | 1 | 1 | 1 | 1 | 1 | 1 | 1 | 1 | 0.79 | 1 | 1 | 1 | 1 | 1 | 1 | 0.82 | 0.73 | 0.85 | 0.85 | 0.61 | 0.854 | 0.85 | 0.5 | 0.3 | 1 | 1 | 1 | 1 | 1
Y2 | 1 | 1 | 1 | 1 | 1 | 1 | 1 | 1 | 0.79 | 1 | 1 | 1 | 1 | 1 | 1 | 0.82 | 0.73 | 0.85 | 0.85 | 0.61 | 0.854 | 0.85 | 0.5 | 0.3 | 1 | 1 | 1 | 1 | 1
Y3 | 1 | 1 | 1 | 1 | 1 | 1 | 1 | 1 | 0.79 | 1 | 1 | 1 | 1 | 1 | 1 | 0.82 | 0.73 | 0.85 | 0.85 | 0.61 | 0.854 | 0.85 | 0.5 | 0.3 | 1 | 1 | 1 | 1 | 1
Y4 | 1 | 1 | 1 | 1 | 1 | 1 | 1 | 1 | 0.79 | 1 | 1 | 1 | 1 | 1 | 1 | 0.82 | 0.73 | 0.85 | 0.85 | 0.61 | 0.854 | 0.85 | 0.5 | 0.3 | 1 | 1 | 1 | 1 | 1
Y5 | 1 | 1 | 1 | 1 | 1 | 1 | 1 | 1 | 0.79 | 1 | 1 | 1 | 1 | 1 | 1 | 0.82 | 0.73 | 0.85 | 0.85 | 0.61 | 0.854 | 0.85 | 0.5 | 0.3 | 1 | 1 | 1 | 1 | 1
Y6 | 1 | 1 | 1 | 1 | 1 | 1 | 1 | 1 | 0.79 | 1 | 1 | 1 | 1 | 1 | 1 | 0.82 | 0.73 | 0.85 | 0.85 | 0.61 | 0.854 | 0.85 | 0.5 | 0.3 | 1 | 1 | 1 | 1 | 1
Y7 | 1 | 1 | 1 | 1 | 1 | 1 | 1 | 1 | 0.79 | 1 | 1 | 1 | 1 | 1 | 1 | 0.82 | 0.73 | 0.85 | 0.85 | 0.61 | 0.854 | 0.85 | 0.5 | 0.3 | 1 | 1 | 1 | 1 | 1
Y8 | 1 | 1 | 1 | 1 | 1 | 1 | 1 | 1 | 0.79 | 1 | 1 | 1 | 1 | 1 | 1 | 0.82 | 0.73 | 0.85 | 0.85 | 0.61 | 0.854 | 0.85 | 0.5 | 0.3 | 1 | 1 | 1 | 1 | 1

## capacity_factor_resource
| Tech_category | Supply | [13 empty] | Conversion_plus | Conversion | [12 empty] | Transmission
| Technology | CRO_EXT | CRO_IMP | NG_EXT | NG_IMP | HFO_IMP | BM_EXT | LFO_IMP | CO_IMP | GEOST | LHYD | SHYD | CSP | PV_UTL | WIND | CRO_REF | CROST | HFOST | SCGT1 | CCGT1 | SCGT2 | CCGT2 | COST | BMPP | GEN_SET | IND | RES | SER | AGR | TRANS
Years | Timesteps
Y0 | WD | 1 | 1 | 1 | 1 | 1 | 1 | 1 | 1 | 1 | 0.114 | 0.114 | 0.45 | 0.454 | 0.311 | 1 | 1 | 1 | 1 | 1 | 1 | 1 | 1 | 1 | 1 | 1 | 1 | 1 | 1 | 1
| WN | 1 | 1 | 1 | 1 | 1 | 1 | 1 | 1 | 1 | 0.114 | 0.114 | 0 | 0 | 0.528 | 1 | 1 | 1 | 1 | 1 | 1 | 1 | 1 | 1 | 1 | 1 | 1 | 1 | 1 | 1
| SPD | 1 | 1 | 1 | 1 | 1 | 1 | 1 | 1 | 1 | 0.391 | 0.391 | 0.45 | 0.393 | 0.216 | 1 | 1 | 1 | 1 | 1 | 1 | 1 | 1 | 1 | 1 | 1 | 1 | 1 | 1 | 1
| SPN | 1 | 1 | 1 | 1 | 1 | 1 | 1 | 1 | 1 | 0.391 | 0.391 | 0 | 0 | 0.33 | 1 | 1 | 1 | 1 | 1 | 1 | 1 | 1 | 1 | 1 | 1 | 1 | 1 | 1 | 1
| SD | 1 | 1 | 1 | 1 | 1 | 1 | 1 | 1 | 1 | 0.787 | 0.787 | 0.45 | 0.298 | 0.231 | 1 | 1 | 1 | 1 | 1 | 1 | 1 | 1 | 1 | 1 | 1 | 1 | 1 | 1 | 1
| SN | 1 | 1 | 1 | 1 | 1 | 1 | 1 | 1 | 1 | 0.787 | 0.787 | 0 | 0 | 0.236 | 1 | 1 | 1 | 1 | 1 | 1 | 1 | 1 | 1 | 1 | 1 | 1 | 1 | 1 | 1
| FD | 1 | 1 | 1 | 1 | 1 | 1 | 1 | 1 | 1 | 0.391 | 0.391 | 0.45 | 0.416 | 0.13 | 1 | 1 | 1 | 1 | 1 | 1 | 1 | 1 | 1 | 1 | 1 | 1 | 1 | 1 | 1
| FN | 1 | 1 | 1 | 1 | 1 | 1 | 1 | 1 | 1 | 0.391 | 0.391 | 0 | 0 | 0.173 | 1 | 1 | 1 | 1 | 1 | 1 | 1 | 1 | 1 | 1 | 1 | 1 | 1 | 1 | 1
Y1 | WD | 1 | 1 | 1 | 1 | 1 | 1 | 1 | 1 | 1 | 0.114 | 0.114 | 0.45 | 0.454 | 0.311 | 1 | 1 | 1 | 1 | 1 | 1 | 1 | 1 | 1 | 1 | 1 | 1 | 1 | 1 | 1
| WN | 1 | 1 | 1 | 1 | 1 | 1 | 1 | 1 | 1 | 0.114 | 0.114 | 0 | 0 | 0.528 | 1 | 1 | 1 | 1 | 1 | 1 | 1 | 1 | 1 | 1 | 1 | 1 | 1 | 1 | 1
| SPD | 1 | 1 | 1 | 1 | 1 | 1 | 1 | 1 | 1 | 0.391 | 0.391 | 0.45 | 0.393 | 0.216 | 1 | 1 | 1 | 1 | 1 | 1 | 1 | 1 | 1 | 1 | 1 | 1 | 1 | 1 | 1
| SPN | 1 | 1 | 1 | 1 | 1 | 1 | 1 | 1 | 1 | 0.391 | 0.391 | 0 | 0 | 0.33 | 1 | 1 | 1 | 1 | 1 | 1 | 1 | 1 | 1 | 1 | 1 | 1 | 1 | 1 | 1
| SD | 1 | 1 | 1 | 1 | 1 | 1 | 1 | 1 | 1 | 0.787 | 0.787 | 0.45 | 0.298 | 0.231 | 1 | 1 | 1 | 1 | 1 | 1 | 1 | 1 | 1 | 1 | 1 | 1 | 1 | 1 | 1
| SN | 1 | 1 | 1 | 1 | 1 | 1 | 1 | 1 | 1 | 0.787 | 0.787 | 0 | 0 | 0.236 | 1 | 1 | 1 | 1 | 1 | 1 | 1 | 1 | 1 | 1 | 1 | 1 | 1 | 1 | 1
| FD | 1 | 1 | 1 | 1 | 1 | 1 | 1 | 1 | 1 | 0.391 | 0.391 | 0.45 | 0.416 | 0.13 | 1 | 1 | 1 | 1 | 1 | 1 | 1 | 1 | 1 | 1 | 1 | 1 | 1 | 1 | 1
| FN | 1 | 1 | 1 | 1 | 1 | 1 | 1 | 1 | 1 | 0.391 | 0.391 | 0 | 0 | 0.173 | 1 | 1 | 1 | 1 | 1 | 1 | 1 | 1 | 1 | 1 | 1 | 1 | 1 | 1 | 1
Y2 | WD | 1 | 1 | 1 | 1 | 1 | 1 | 1 | 1 | 1 | 0.114 | 0.114 | 0.45 | 0.454 | 0.311 | 1 | 1 | 1 | 1 | 1 | 1 | 1 | 1 | 1 | 1 | 1 | 1 | 1 | 1 | 1
| WN | 1 | 1 | 1 | 1 | 1 | 1 | 1 | 1 | 1 | 0.114 | 0.114 | 0 | 0 | 0.528 | 1 | 1 | 1 | 1 | 1 | 1 | 1 | 1 | 1 | 1 | 1 | 1 | 1 | 1 | 1
| SPD | 1 | 1 | 1 | 1 | 1 | 1 | 1 | 1 | 1 | 0.391 | 0.391 | 0.45 | 0.393 | 0.216 | 1 | 1 | 1 | 1 | 1 | 1 | 1 | 1 | 1 | 1 | 1 | 1 | 1 | 1 | 1
| SPN | 1 | 1 | 1 | 1 | 1 | 1 | 1 | 1 | 1 | 0.391 | 0.391 | 0 | 0 | 0.33 | 1 | 1 | 1 | 1 | 1 | 1 | 1 | 1 | 1 | 1 | 1 | 1 | 1 | 1 | 1
| SD | 1 | 1 | 1 | 1 | 1 | 1 | 1 | 1 | 1 | 0.787 | 0.787 | 0.45 | 0.298 | 0.231 | 1 | 1 | 1 | 1 | 1 | 1 | 1 | 1 | 1 | 1 | 1 | 1 | 1 | 1 | 1
| SN | 1 | 1 | 1 | 1 | 1 | 1 | 1 | 1 | 1 | 0.787 | 0.787 | 0 | 0 | 0.236 | 1 | 1 | 1 | 1 | 1 | 1 | 1 | 1 | 1 | 1 | 1 | 1 | 1 | 1 | 1
| FD | 1 | 1 | 1 | 1 | 1 | 1 | 1 | 1 | 1 | 0.391 | 0.391 | 0.45 | 0.416 | 0.13 | 1 | 1 | 1 | 1 | 1 | 1 | 1 | 1 | 1 | 1 | 1 | 1 | 1 | 1 | 1
| FN | 1 | 1 | 1 | 1 | 1 | 1 | 1 | 1 | 1 | 0.391 | 0.391 | 0 | 0 | 0.173 | 1 | 1 | 1 | 1 | 1 | 1 | 1 | 1 | 1 | 1 | 1 | 1 | 1 | 1 | 1
Y3 | WD | 1 | 1 | 1 | 1 | 1 | 1 | 1 | 1 | 1 | 0.114 | 0.114 | 0.45 | 0.454 | 0.311 | 1 | 1 | 1 | 1 | 1 | 1 | 1 | 1 | 1 | 1 | 1 | 1 | 1 | 1 | 1
| WN | 1 | 1 | 1 | 1 | 1 | 1 | 1 | 1 | 1 | 0.114 | 0.114 | 0 | 0 | 0.528 | 1 | 1 | 1 | 1 | 1 | 1 | 1 | 1 | 1 | 1 | 1 | 1 | 1 | 1 | 1
| SPD | 1 | 1 | 1 | 1 | 1 | 1 | 1 | 1 | 1 | 0.391 | 0.391 | 0.45 | 0.393 | 0.216 | 1 | 1 | 1 | 1 | 1 | 1 | 1 | 1 | 1 | 1 | 1 | 1 | 1 | 1 | 1
| SPN | 1 | 1 | 1 | 1 | 1 | 1 | 1 | 1 | 1 | 0.391 | 0.391 | 0 | 0 | 0.33 | 1 | 1 | 1 | 1 | 1 | 1 | 1 | 1 | 1 | 1 | 1 | 1 | 1 | 1 | 1
| SD | 1 | 1 | 1 | 1 | 1 | 1 | 1 | 1 | 1 | 0.787 | 0.787 | 0.45 | 0.298 | 0.231 | 1 | 1 | 1 | 1 | 1 | 1 | 1 | 1 | 1 | 1 | 1 | 1 | 1 | 1 | 1
| SN | 1 | 1 | 1 | 1 | 1 | 1 | 1 | 1 | 1 | 0.787 | 0.787 | 0 | 0 | 0.236 | 1 | 1 | 1 | 1 | 1 | 1 | 1 | 1 | 1 | 1 | 1 | 1 | 1 | 1 | 1
| FD | 1 | 1 | 1 | 1 | 1 | 1 | 1 | 1 | 1 | 0.391 | 0.391 | 0.45 | 0.416 | 0.13 | 1 | 1 | 1 | 1 | 1 | 1 | 1 | 1 | 1 | 1 | 1 | 1 | 1 | 1 | 1
| FN | 1 | 1 | 1 | 1 | 1 | 1 | 1 | 1 | 1 | 0.391 | 0.391 | 0 | 0 | 0.173 | 1 | 1 | 1 | 1 | 1 | 1 | 1 | 1 | 1 | 1 | 1 | 1 | 1 | 1 | 1
Y4 | WD | 1 | 1 | 1 | 1 | 1 | 1 | 1 | 1 | 1 | 0.114 | 0.114 | 0.45 | 0.454 | 0.311 | 1 | 1 | 1 | 1 | 1 | 1 | 1 | 1 | 1 | 1 | 1 | 1 | 1 | 1 | 1
| WN | 1 | 1 | 1 | 1 | 1 | 1 | 1 | 1 | 1 | 0.114 | 0.114 | 0 | 0 | 0.528 | 1 | 1 | 1 | 1 | 1 | 1 | 1 | 1 | 1 | 1 | 1 | 1 | 1 | 1 | 1
| SPD | 1 | 1 | 1 | 1 | 1 | 1 | 1 | 1 | 1 | 0.391 | 0.391 | 0.45 | 0.393 | 0.216 | 1 | 1 | 1 | 1 | 1 | 1 | 1 | 1 | 1 | 1 | 1 | 1 | 1 | 1 | 1
| SPN | 1 | 1 | 1 | 1 | 1 | 1 | 1 | 1 | 1 | 0.391 | 0.391 | 0 | 0 | 0.33 | 1 | 1 | 1 | 1 | 1 | 1 | 1 | 1 | 1 | 1 | 1 | 1 | 1 | 1 | 1
| SD | 1 | 1 | 1 | 1 | 1 | 1 | 1 | 1 | 1 | 0.787 | 0.787 | 0.45 | 0.298 | 0.231 | 1 | 1 | 1 | 1 | 1 | 1 | 1 | 1 | 1 | 1 | 1 | 1 | 1 | 1 | 1
| SN | 1 | 1 | 1 | 1 | 1 | 1 | 1 | 1 | 1 | 0.787 | 0.787 | 0 | 0 | 0.236 | 1 | 1 | 1 | 1 | 1 | 1 | 1 | 1 | 1 | 1 | 1 | 1 | 1 | 1 | 1
| FD | 1 | 1 | 1 | 1 | 1 | 1 | 1 | 1 | 1 | 0.391 | 0.391 | 0.45 | 0.416 | 0.13 | 1 | 1 | 1 | 1 | 1 | 1 | 1 | 1 | 1 | 1 | 1 | 1 | 1 | 1 | 1
| FN | 1 | 1 | 1 | 1 | 1 | 1 | 1 | 1 | 1 | 0.391 | 0.391 | 0 | 0 | 0.173 | 1 | 1 | 1 | 1 | 1 | 1 | 1 | 1 | 1 | 1 | 1 | 1 | 1 | 1 | 1
Y5 | WD | 1 | 1 | 1 | 1 | 1 | 1 | 1 | 1 | 1 | 0.114 | 0.114 | 0.45 | 0.454 | 0.311 | 1 | 1 | 1 | 1 | 1 | 1 | 1 | 1 | 1 | 1 | 1 | 1 | 1 | 1 | 1
| WN | 1 | 1 | 1 | 1 | 1 | 1 | 1 | 1 | 1 | 0.114 | 0.114 | 0 | 0 | 0.528 | 1 | 1 | 1 | 1 | 1 | 1 | 1 | 1 | 1 | 1 | 1 | 1 | 1 | 1 | 1
| SPD | 1 | 1 | 1 | 1 | 1 | 1 | 1 | 1 | 1 | 0.391 | 0.391 | 0.45 | 0.393 | 0.216 | 1 | 1 | 1 | 1 | 1 | 1 | 1 | 1 | 1 | 1 | 1 | 1 | 1 | 1 | 1
| SPN | 1 | 1 | 1 | 1 | 1 | 1 | 1 | 1 | 1 | 0.391 | 0.391 | 0 | 0 | 0.33 | 1 | 1 | 1 | 1 | 1 | 1 | 1 | 1 | 1 | 1 | 1 | 1 | 1 | 1 | 1
| SD | 1 | 1 | 1 | 1 | 1 | 1 | 1 | 1 | 1 | 0.787 | 0.787 | 0.45 | 0.298 | 0.231 | 1 | 1 | 1 | 1 | 1 | 1 | 1 | 1 | 1 | 1 | 1 | 1 | 1 | 1 | 1
| SN | 1 | 1 | 1 | 1 | 1 | 1 | 1 | 1 | 1 | 0.787 | 0.787 | 0 | 0 | 0.236 | 1 | 1 | 1 | 1 | 1 | 1 | 1 | 1 | 1 | 1 | 1 | 1 | 1 | 1 | 1
| FD | 1 | 1 | 1 | 1 | 1 | 1 | 1 | 1 | 1 | 0.391 | 0.391 | 0.45 | 0.416 | 0.13 | 1 | 1 | 1 | 1 | 1 | 1 | 1 | 1 | 1 | 1 | 1 | 1 | 1 | 1 | 1
| FN | 1 | 1 | 1 | 1 | 1 | 1 | 1 | 1 | 1 | 0.391 | 0.391 | 0 | 0 | 0.173 | 1 | 1 | 1 | 1 | 1 | 1 | 1 | 1 | 1 | 1 | 1 | 1 | 1 | 1 | 1
Y6 | WD | 1 | 1 | 1 | 1 | 1 | 1 | 1 | 1 | 1 | 0.114 | 0.114 | 0.45 | 0.454 | 0.311 | 1 | 1 | 1 | 1 | 1 | 1 | 1 | 1 | 1 | 1 | 1 | 1 | 1 | 1 | 1
| WN | 1 | 1 | 1 | 1 | 1 | 1 | 1 | 1 | 1 | 0.114 | 0.114 | 0 | 0 | 0.528 | 1 | 1 | 1 | 1 | 1 | 1 | 1 | 1 | 1 | 1 | 1 | 1 | 1 | 1 | 1
| SPD | 1 | 1 | 1 | 1 | 1 | 1 | 1 | 1 | 1 | 0.391 | 0.391 | 0.45 | 0.393 | 0.216 | 1 | 1 | 1 | 1 | 1 | 1 | 1 | 1 | 1 | 1 | 1 | 1 | 1 | 1 | 1
| SPN | 1 | 1 | 1 | 1 | 1 | 1 | 1 | 1 | 1 | 0.391 | 0.391 | 0 | 0 | 0.33 | 1 | 1 | 1 | 1 | 1 | 1 | 1 | 1 | 1 | 1 | 1 | 1 | 1 | 1 | 1
| SD | 1 | 1 | 1 | 1 | 1 | 1 | 1 | 1 | 1 | 0.787 | 0.787 | 0.45 | 0.298 | 0.231 | 1 | 1 | 1 | 1 | 1 | 1 | 1 | 1 | 1 | 1 | 1 | 1 | 1 | 1 | 1
| SN | 1 | 1 | 1 | 1 | 1 | 1 | 1 | 1 | 1 | 0.787 | 0.787 | 0 | 0 | 0.236 | 1 | 1 | 1 | 1 | 1 | 1 | 1 | 1 | 1 | 1 | 1 | 1 | 1 | 1 | 1
| FD | 1 | 1 | 1 | 1 | 1 | 1 | 1 | 1 | 1 | 0.391 | 0.391 | 0.45 | 0.416 | 0.13 | 1 | 1 | 1 | 1 | 1 | 1 | 1 | 1 | 1 | 1 | 1 | 1 | 1 | 1 | 1
| FN | 1 | 1 | 1 | 1 | 1 | 1 | 1 | 1 | 1 | 0.391 | 0.391 | 0 | 0 | 0.173 | 1 | 1 | 1 | 1 | 1 | 1 | 1 | 1 | 1 | 1 | 1 | 1 | 1 | 1 | 1
Y7 | WD | 1 | 1 | 1 | 1 | 1 | 1 | 1 | 1 | 1 | 0.114 | 0.114 | 0.45 | 0.454 | 0.311 | 1 | 1 | 1 | 1 | 1 | 1 | 1 | 1 | 1 | 1 | 1 | 1 | 1 | 1 | 1
| WN | 1 | 1 | 1 | 1 | 1 | 1 | 1 | 1 | 1 | 0.114 | 0.114 | 0 | 0 | 0.528 | 1 | 1 | 1 | 1 | 1 | 1 | 1 | 1 | 1 | 1 | 1 | 1 | 1 | 1 | 1
| SPD | 1 | 1 | 1 | 1 | 1 | 1 | 1 | 1 | 1 | 0.391 | 0.391 | 0.45 | 0.393 | 0.216 | 1 | 1 | 1 | 1 | 1 | 1 | 1 | 1 | 1 | 1 | 1 | 1 | 1 | 1 | 1
| SPN | 1 | 1 | 1 | 1 | 1 | 1 | 1 | 1 | 1 | 0.391 | 0.391 | 0 | 0 | 0.33 | 1 | 1 | 1 | 1 | 1 | 1 | 1 | 1 | 1 | 1 | 1 | 1 | 1 | 1 | 1
| SD | 1 | 1 | 1 | 1 | 1 | 1 | 1 | 1 | 1 | 0.787 | 0.787 | 0.45 | 0.298 | 0.231 | 1 | 1 | 1 | 1 | 1 | 1 | 1 | 1 | 1 | 1 | 1 | 1 | 1 | 1 | 1
| SN | 1 | 1 | 1 | 1 | 1 | 1 | 1 | 1 | 1 | 0.787 | 0.787 | 0 | 0 | 0.236 | 1 | 1 | 1 | 1 | 1 | 1 | 1 | 1 | 1 | 1 | 1 | 1 | 1 | 1 | 1
| FD | 1 | 1 | 1 | 1 | 1 | 1 | 1 | 1 | 1 | 0.391 | 0.391 | 0.45 | 0.416 | 0.13 | 1 | 1 | 1 | 1 | 1 | 1 | 1 | 1 | 1 | 1 | 1 | 1 | 1 | 1 | 1
| FN | 1 | 1 | 1 | 1 | 1 | 1 | 1 | 1 | 1 | 0.391 | 0.391 | 0 | 0 | 0.173 | 1 | 1 | 1 | 1 | 1 | 1 | 1 | 1 | 1 | 1 | 1 | 1 | 1 | 1 | 1
Y8 | WD | 1 | 1 | 1 | 1 | 1 | 1 | 1 | 1 | 1 | 0.114 | 0.114 | 0.45 | 0.454 | 0.311 | 1 | 1 | 1 | 1 | 1 | 1 | 1 | 1 | 1 | 1 | 1 | 1 | 1 | 1 | 1
| WN | 1 | 1 | 1 | 1 | 1 | 1 | 1 | 1 | 1 | 0.114 | 0.114 | 0 | 0 | 0.528 | 1 | 1 | 1 | 1 | 1 | 1 | 1 | 1 | 1 | 1 | 1 | 1 | 1 | 1 | 1
| SPD | 1 | 1 | 1 | 1 | 1 | 1 | 1 | 1 | 1 | 0.391 | 0.391 | 0.45 | 0.393 | 0.216 | 1 | 1 | 1 | 1 | 1 | 1 | 1 | 1 | 1 | 1 | 1 | 1 | 1 | 1 | 1
| SPN | 1 | 1 | 1 | 1 | 1 | 1 | 1 | 1 | 1 | 0.391 | 0.391 | 0 | 0 | 0.33 | 1 | 1 | 1 | 1 | 1 | 1 | 1 | 1 | 1 | 1 | 1 | 1 | 1 | 1 | 1
| SD | 1 | 1 | 1 | 1 | 1 | 1 | 1 | 1 | 1 | 0.787 | 0.787 | 0.45 | 0.298 | 0.231 | 1 | 1 | 1 | 1 | 1 | 1 | 1 | 1 | 1 | 1 | 1 | 1 | 1 | 1 | 1
| SN | 1 | 1 | 1 | 1 | 1 | 1 | 1 | 1 | 1 | 0.787 | 0.787 | 0 | 0 | 0.236 | 1 | 1 | 1 | 1 | 1 | 1 | 1 | 1 | 1 | 1 | 1 | 1 | 1 | 1 | 1
| FD | 1 | 1 | 1 | 1 | 1 | 1 | 1 | 1 | 1 | 0.391 | 0.391 | 0.45 | 0.416 | 0.13 | 1 | 1 | 1 | 1 | 1 | 1 | 1 | 1 | 1 | 1 | 1 | 1 | 1 | 1 | 1
| FN | 1 | 1 | 1 | 1 | 1 | 1 | 1 | 1 | 1 | 0.391 | 0.391 | 0 | 0 | 0.173 | 1 | 1 | 1 | 1 | 1 | 1 | 1 | 1 | 1 | 1 | 1 | 1 | 1 | 1 | 1

## Specific_emission
Tech_category | Supply | [13 empty] | Conversion_plus | Conversion
Technology | CRO_EXT | CRO_IMP | NG_EXT | NG_IMP | HFO_IMP | BM_EXT | LFO_IMP | CO_IMP | GEOST | LHYD | SHYD | CSP | PV_UTL | WIND | CRO_REF | CROST | HFOST | SCGT1 | CCGT1 | SCGT2 | CCGT2 | COST | BMPP | GEN_SET | IND | RES | SER | AGR
Years
Y0 | 73300 | 73300 | 56100 | 56100 | 77400 | 100000 | 69300 | 94600 | 0 | 0 | 0 | 0 | 0 | 0 | 0 | 0 | 0 | 0 | 0 | 0 | 0 | 0 | 0 | 0 | 0 | 0 | 0 | 0
Y1 | 73300 | 73300 | 56100 | 56100 | 77400 | 100000 | 69300 | 94600 | 0 | 0 | 0 | 0 | 0 | 0 | 0 | 0 | 0 | 0 | 0 | 0 | 0 | 0 | 0 | 0 | 0 | 0 | 0 | 0
Y2 | 73300 | 73300 | 56100 | 56100 | 77400 | 100000 | 69300 | 94600 | 0 | 0 | 0 | 0 | 0 | 0 | 0 | 0 | 0 | 0 | 0 | 0 | 0 | 0 | 0 | 0 | 0 | 0 | 0 | 0
Y3 | 73300 | 73300 | 56100 | 56100 | 77400 | 100000 | 69300 | 94600 | 0 | 0 | 0 | 0 | 0 | 0 | 0 | 0 | 0 | 0 | 0 | 0 | 0 | 0 | 0 | 0 | 0 | 0 | 0 | 0
Y4 | 73300 | 73300 | 56100 | 56100 | 77400 | 100000 | 69300 | 94600 | 0 | 0 | 0 | 0 | 0 | 0 | 0 | 0 | 0 | 0 | 0 | 0 | 0 | 0 | 0 | 0 | 0 | 0 | 0 | 0
Y5 | 73300 | 73300 | 56100 | 56100 | 77400 | 100000 | 69300 | 94600 | 0 | 0 | 0 | 0 | 0 | 0 | 0 | 0 | 0 | 0 | 0 | 0 | 0 | 0 | 0 | 0 | 0 | 0 | 0 | 0
Y6 | 73300 | 73300 | 56100 | 56100 | 77400 | 100000 | 69300 | 94600 | 0 | 0 | 0 | 0 | 0 | 0 | 0 | 0 | 0 | 0 | 0 | 0 | 0 | 0 | 0 | 0 | 0 | 0 | 0 | 0
Y7 | 73300 | 73300 | 56100 | 56100 | 77400 | 100000 | 69300 | 94600 | 0 | 0 | 0 | 0 | 0 | 0 | 0 | 0 | 0 | 0 | 0 | 0 | 0 | 0 | 0 | 0 | 0 | 0 | 0 | 0
Y8 | 73300 | 73300 | 56100 | 56100 | 77400 | 100000 | 69300 | 94600 | 0 | 0 | 0 | 0 | 0 | 0 | 0 | 0 | 0 | 0 | 0 | 0 | 0 | 0 | 0 | 0 | 0 | 0 | 0 | 0

## Investment_taxsub
Taxes or Subsidies | Tax | [28 empty] | Sub
Tech_category | Supply | [13 empty] | Conversion_plus | Conversion | [12 empty] | Transmission | Supply | [13 empty] | Conversion_plus | Conversion | [12 empty] | Transmission
Technology | CRO_EXT | CRO_IMP | NG_EXT | NG_IMP | HFO_IMP | BM_EXT | LFO_IMP | CO_IMP | GEOST | LHYD | SHYD | CSP | PV_UTL | WIND | CRO_REF | CROST | HFOST | SCGT1 | CCGT1 | SCGT2 | CCGT2 | COST | BMPP | GEN_SET | IND | RES | SER | AGR | TRANS | CRO_EXT | CRO_IMP | NG_EXT | NG_IMP | HFO_IMP | BM_EXT | LFO_IMP | CO_IMP | GEOST | LHYD | SHYD | CSP | PV_UTL | WIND | CRO_REF | CROST | HFOST | SCGT1 | CCGT1 | SCGT2 | CCGT2 | COST | BMPP | GEN_SET | IND | RES | SER | AGR | TRANS
Years
Y0 | 0 | 0 | 0 | 0 | 0 | 0 | 0 | 0 | 0 | 0 | 0 | 0 | 0 | 0 | 0 | 0 | 0 | 0 | 0 | 0 | 0 | 0 | 0 | 0 | 0 | 0 | 0 | 0 | 0 | 0 | 0 | 0 | 0 | 0 | 0 | 0 | 0 | 0 | 0 | 0 | 0 | 0 | 0 | 0 | 0 | 0 | 0 | 0 | 0 | 0 | 0 | 0 | 0 | 0 | 0 | 0 | 0 | 0
Y1 | 0 | 0 | 0 | 0 | 0 | 0 | 0 | 0 | 0 | 0 | 0 | 0 | 0 | 0 | 0 | 0 | 0 | 0 | 0 | 0 | 0 | 0 | 0 | 0 | 0 | 0 | 0 | 0 | 0 | 0 | 0 | 0 | 0 | 0 | 0 | 0 | 0 | 0 | 0 | 0 | 0 | 0 | 0 | 0 | 0 | 0 | 0 | 0 | 0 | 0 | 0 | 0 | 0 | 0 | 0 | 0 | 0 | 0
Y2 | 0 | 0 | 0 | 0 | 0 | 0 | 0 | 0 | 0 | 0 | 0 | 0 | 0 | 0 | 0 | 0 | 0 | 0 | 0 | 0 | 0 | 0 | 0 | 0 | 0 | 0 | 0 | 0 | 0 | 0 | 0 | 0 | 0 | 0 | 0 | 0 | 0 | 0 | 0 | 0 | 0 | 0 | 0 | 0 | 0 | 0 | 0 | 0 | 0 | 0 | 0 | 0 | 0 | 0 | 0 | 0 | 0 | 0
Y3 | 0 | 0 | 0 | 0 | 0 | 0 | 0 | 0 | 0 | 0 | 0 | 0 | 0 | 0 | 0 | 0 | 0 | 0 | 0 | 0 | 0 | 0 | 0 | 0 | 0 | 0 | 0 | 0 | 0 | 0 | 0 | 0 | 0 | 0 | 0 | 0 | 0 | 0 | 0 | 0 | 0 | 0 | 0 | 0 | 0 | 0 | 0 | 0 | 0 | 0 | 0 | 0 | 0 | 0 | 0 | 0 | 0 | 0
Y4 | 0 | 0 | 0 | 0 | 0 | 0 | 0 | 0 | 0 | 0 | 0 | 0 | 0 | 0 | 0 | 0 | 0 | 0 | 0 | 0 | 0 | 0 | 0 | 0 | 0 | 0 | 0 | 0 | 0 | 0 | 0 | 0 | 0 | 0 | 0 | 0 | 0 | 0 | 0 | 0 | 0 | 0 | 0 | 0 | 0 | 0 | 0 | 0 | 0 | 0 | 0 | 0 | 0 | 0 | 0 | 0 | 0 | 0
Y5 | 0 | 0 | 0 | 0 | 0 | 0 | 0 | 0 | 0 | 0 | 0 | 0 | 0 | 0 | 0 | 0 | 0 | 0 | 0 | 0 | 0 | 0 | 0 | 0 | 0 | 0 | 0 | 0 | 0 | 0 | 0 | 0 | 0 | 0 | 0 | 0 | 0 | 0 | 0 | 0 | 0 | 0 | 0 | 0 | 0 | 0 | 0 | 0 | 0 | 0 | 0 | 0 | 0 | 0 | 0 | 0 | 0 | 0
Y6 | 0 | 0 | 0 | 0 | 0 | 0 | 0 | 0 | 0 | 0 | 0 | 0 | 0 | 0 | 0 | 0 | 0 | 0 | 0 | 0 | 0 | 0 | 0 | 0 | 0 | 0 | 0 | 0 | 0 | 0 | 0 | 0 | 0 | 0 | 0 | 0 | 0 | 0 | 0 | 0 | 0 | 0 | 0 | 0 | 0 | 0 | 0 | 0 | 0 | 0 | 0 | 0 | 0 | 0 | 0 | 0 | 0 | 0
Y7 | 0 | 0 | 0 | 0 | 0 | 0 | 0 | 0 | 0 | 0 | 0 | 0 | 0 | 0 | 0 | 0 | 0 | 0 | 0 | 0 | 0 | 0 | 0 | 0 | 0 | 0 | 0 | 0 | 0 | 0 | 0 | 0 | 0 | 0 | 0 | 0 | 0 | 0 | 0 | 0 | 0 | 0 | 0 | 0 | 0 | 0 | 0 | 0 | 0 | 0 | 0 | 0 | 0 | 0 | 0 | 0 | 0 | 0
Y8 | 0 | 0 | 0 | 0 | 0 | 0 | 0 | 0 | 0 | 0 | 0 | 0 | 0 | 0 | 0 | 0 | 0 | 0 | 0 | 0 | 0 | 0 | 0 | 0 | 0 | 0 | 0 | 0 | 0 | 0 | 0 | 0 | 0 | 0 | 0 | 0 | 0 | 0 | 0 | 0 | 0 | 0 | 0 | 0 | 0 | 0 | 0 | 0 | 0 | 0 | 0 | 0 | 0 | 0 | 0 | 0 | 0 | 0

## Fix_taxsub
Taxes or Subsidies | Tax | [28 empty] | Sub
Tech_category | Supply | [13 empty] | Conversion_plus | Conversion | [12 empty] | Transmission | Supply | [13 empty] | Conversion_plus | Conversion | [12 empty] | Transmission
Technology | CRO_EXT | CRO_IMP | NG_EXT | NG_IMP | HFO_IMP | BM_EXT | LFO_IMP | CO_IMP | GEOST | LHYD | SHYD | CSP | PV_UTL | WIND | CRO_REF | CROST | HFOST | SCGT1 | CCGT1 | SCGT2 | CCGT2 | COST | BMPP | GEN_SET | IND | RES | SER | AGR | TRANS | CRO_EXT | CRO_IMP | NG_EXT | NG_IMP | HFO_IMP | BM_EXT | LFO_IMP | CO_IMP | GEOST | LHYD | SHYD | CSP | PV_UTL | WIND | CRO_REF | CROST | HFOST | SCGT1 | CCGT1 | SCGT2 | CCGT2 | COST | BMPP | GEN_SET | IND | RES | SER | AGR | TRANS
Years
Y0 | 0 | 0 | 0 | 0 | 0 | 0 | 0 | 0 | 0 | 0 | 0 | 0 | 0 | 0 | 0 | 0 | 0 | 0 | 0 | 0 | 0 | 0 | 0 | 0 | 0 | 0 | 0 | 0 | 0 | 0 | 0 | 0 | 0 | 0 | 0 | 0 | 0 | 0 | 0 | 0 | 0 | 0 | 0 | 0 | 0 | 0 | 0 | 0 | 0 | 0 | 0 | 0 | 0 | 0 | 0 | 0 | 0 | 0
Y1 | 0 | 0 | 0 | 0 | 0 | 0 | 0 | 0 | 0 | 0 | 0 | 0 | 0 | 0 | 0 | 0 | 0 | 0 | 0 | 0 | 0 | 0 | 0 | 0 | 0 | 0 | 0 | 0 | 0 | 0 | 0 | 0 | 0 | 0 | 0 | 0 | 0 | 0 | 0 | 0 | 0 | 0 | 0 | 0 | 0 | 0 | 0 | 0 | 0 | 0 | 0 | 0 | 0 | 0 | 0 | 0 | 0 | 0
Y2 | 0 | 0 | 0 | 0 | 0 | 0 | 0 | 0 | 0 | 0 | 0 | 0 | 0 | 0 | 0 | 0 | 0 | 0 | 0 | 0 | 0 | 0 | 0 | 0 | 0 | 0 | 0 | 0 | 0 | 0 | 0 | 0 | 0 | 0 | 0 | 0 | 0 | 0 | 0 | 0 | 0 | 0 | 0 | 0 | 0 | 0 | 0 | 0 | 0 | 0 | 0 | 0 | 0 | 0 | 0 | 0 | 0 | 0
Y3 | 0 | 0 | 0 | 0 | 0 | 0 | 0 | 0 | 0 | 0 | 0 | 0 | 0 | 0 | 0 | 0 | 0 | 0 | 0 | 0 | 0 | 0 | 0 | 0 | 0 | 0 | 0 | 0 | 0 | 0 | 0 | 0 | 0 | 0 | 0 | 0 | 0 | 0 | 0 | 0 | 0 | 0 | 0 | 0 | 0 | 0 | 0 | 0 | 0 | 0 | 0 | 0 | 0 | 0 | 0 | 0 | 0 | 0
Y4 | 0 | 0 | 0 | 0 | 0 | 0 | 0 | 0 | 0 | 0 | 0 | 0 | 0 | 0 | 0 | 0 | 0 | 0 | 0 | 0 | 0 | 0 | 0 | 0 | 0 | 0 | 0 | 0 | 0 | 0 | 0 | 0 | 0 | 0 | 0 | 0 | 0 | 0 | 0 | 0 | 0 | 0 | 0 | 0 | 0 | 0 | 0 | 0 | 0 | 0 | 0 | 0 | 0 | 0 | 0 | 0 | 0 | 0
Y5 | 0 | 0 | 0 | 0 | 0 | 0 | 0 | 0 | 0 | 0 | 0 | 0 | 0 | 0 | 0 | 0 | 0 | 0 | 0 | 0 | 0 | 0 | 0 | 0 | 0 | 0 | 0 | 0 | 0 | 0 | 0 | 0 | 0 | 0 | 0 | 0 | 0 | 0 | 0 | 0 | 0 | 0 | 0 | 0 | 0 | 0 | 0 | 0 | 0 | 0 | 0 | 0 | 0 | 0 | 0 | 0 | 0 | 0
Y6 | 0 | 0 | 0 | 0 | 0 | 0 | 0 | 0 | 0 | 0 | 0 | 0 | 0 | 0 | 0 | 0 | 0 | 0 | 0 | 0 | 0 | 0 | 0 | 0 | 0 | 0 | 0 | 0 | 0 | 0 | 0 | 0 | 0 | 0 | 0 | 0 | 0 | 0 | 0 | 0 | 0 | 0 | 0 | 0 | 0 | 0 | 0 | 0 | 0 | 0 | 0 | 0 | 0 | 0 | 0 | 0 | 0 | 0
Y7 | 0 | 0 | 0 | 0 | 0 | 0 | 0 | 0 | 0 | 0 | 0 | 0 | 0 | 0 | 0 | 0 | 0 | 0 | 0 | 0 | 0 | 0 | 0 | 0 | 0 | 0 | 0 | 0 | 0 | 0 | 0 | 0 | 0 | 0 | 0 | 0 | 0 | 0 | 0 | 0 | 0 | 0 | 0 | 0 | 0 | 0 | 0 | 0 | 0 | 0 | 0 | 0 | 0 | 0 | 0 | 0 | 0 | 0
Y8 | 0 | 0 | 0 | 0 | 0 | 0 | 0 | 0 | 0 | 0 | 0 | 0 | 0 | 0 | 0 | 0 | 0 | 0 | 0 | 0 | 0 | 0 | 0 | 0 | 0 | 0 | 0 | 0 | 0 | 0 | 0 | 0 | 0 | 0 | 0 | 0 | 0 | 0 | 0 | 0 | 0 | 0 | 0 | 0 | 0 | 0 | 0 | 0 | 0 | 0 | 0 | 0 | 0 | 0 | 0 | 0 | 0 | 0

## Carbon_tax
Tech_category | Supply | [13 empty] | Conversion_plus | Conversion
Technology | CRO_EXT | CRO_IMP | NG_EXT | NG_IMP | HFO_IMP | BM_EXT | LFO_IMP | CO_IMP | GEOST | LHYD | SHYD | CSP | PV_UTL | WIND | CRO_REF | CROST | HFOST | SCGT1 | CCGT1 | SCGT2 | CCGT2 | COST | BMPP | GEN_SET | IND | RES | SER | AGR
Years
Y0 | 0 | 0 | 0 | 0 | 0 | 0 | 0 | 0 | 0 | 0 | 0 | 0 | 0 | 0 | 0 | 0 | 0 | 0 | 0 | 0 | 0 | 0 | 0 | 0 | 0 | 0 | 0 | 0
Y1 | 0 | 0 | 0 | 0 | 0 | 0 | 0 | 0 | 0 | 0 | 0 | 0 | 0 | 0 | 0 | 0 | 0 | 0 | 0 | 0 | 0 | 0 | 0 | 0 | 0 | 0 | 0 | 0
Y2 | 0 | 0 | 0 | 0 | 0 | 0 | 0 | 0 | 0 | 0 | 0 | 0 | 0 | 0 | 0 | 0 | 0 | 0 | 0 | 0 | 0 | 0 | 0 | 0 | 0 | 0 | 0 | 0
Y3 | 0 | 0 | 0 | 0 | 0 | 0 | 0 | 0 | 0 | 0 | 0 | 0 | 0 | 0 | 0 | 0 | 0 | 0 | 0 | 0 | 0 | 0 | 0 | 0 | 0 | 0 | 0 | 0
Y4 | 0 | 0 | 0 | 0 | 0 | 0 | 0 | 0 | 0 | 0 | 0 | 0 | 0 | 0 | 0 | 0 | 0 | 0 | 0 | 0 | 0 | 0 | 0 | 0 | 0 | 0 | 0 | 0
Y5 | 0 | 0 | 0 | 0 | 0 | 0 | 0 | 0 | 0 | 0 | 0 | 0 | 0 | 0 | 0 | 0 | 0 | 0 | 0 | 0 | 0 | 0 | 0 | 0 | 0 | 0 | 0 | 0
Y6 | 0 | 0 | 0 | 0 | 0 | 0 | 0 | 0 | 0 | 0 | 0 | 0 | 0 | 0 | 0 | 0 | 0 | 0 | 0 | 0 | 0 | 0 | 0 | 0 | 0 | 0 | 0 | 0
Y7 | 0 | 0 | 0 | 0 | 0 | 0 | 0 | 0 | 0 | 0 | 0 | 0 | 0 | 0 | 0 | 0 | 0 | 0 | 0 | 0 | 0 | 0 | 0 | 0 | 0 | 0 | 0 | 0
Y8 | 0 | 0 | 0 | 0 | 0 | 0 | 0 | 0 | 0 | 0 | 0 | 0 | 0 | 0 | 0 | 0 | 0 | 0 | 0 | 0 | 0 | 0 | 0 | 0 | 0 | 0 | 0 | 0

## Min_newcap
Tech_category | Supply | [13 empty] | Conversion_plus | Conversion | [12 empty] | Transmission
Technology | CRO_EXT | CRO_IMP | NG_EXT | NG_IMP | HFO_IMP | BM_EXT | LFO_IMP | CO_IMP | GEOST | LHYD | SHYD | CSP | PV_UTL | WIND | CRO_REF | CROST | HFOST | SCGT1 | CCGT1 | SCGT2 | CCGT2 | COST | BMPP | GEN_SET | IND | RES | SER | AGR | TRANS
Years
Y0 | 0 | 0 | 0 | 0 | 0 | 0 | 0 | 0 | 0 | 0 | 0 | 0 | 0 | 0 | 0 | 0 | 0 | 0 | 0 | 0 | 0 | 0 | 0 | 0 | 0 | 0 | 0 | 0 | 0
Y1 | 0 | 0 | 0 | 0 | 0 | 0 | 0 | 0 | 0 | 0 | 0 | 0 | 0 | 0 | 0 | 0 | 0 | 0 | 0 | 0 | 0 | 0 | 0 | 0 | 0 | 0 | 0 | 0 | 0
Y2 | 0 | 0 | 0 | 0 | 0 | 0 | 0 | 0 | 0 | 0 | 0 | 0 | 0 | 0 | 0 | 0 | 0 | 0 | 0 | 0 | 0 | 0 | 0 | 0 | 0 | 0 | 0 | 0 | 0
Y3 | 0 | 0 | 0 | 0 | 0 | 0 | 0 | 0 | 0 | 0 | 0 | 0 | 0 | 0 | 0 | 0 | 0 | 0 | 0 | 0 | 0 | 0 | 0 | 0 | 0 | 0 | 0 | 0 | 0
Y4 | 0 | 0 | 0 | 0 | 0 | 0 | 0 | 0 | 0 | 0 | 0 | 0 | 0 | 0 | 0 | 0 | 0 | 0 | 0 | 0 | 0 | 0 | 0 | 0 | 0 | 0 | 0 | 0 | 0
Y5 | 0 | 0 | 0 | 0 | 0 | 0 | 0 | 0 | 0 | 0 | 0 | 0 | 0 | 0 | 0 | 0 | 0 | 0 | 0 | 0 | 0 | 0 | 0 | 0 | 0 | 0 | 0 | 0 | 0
Y6 | 0 | 0 | 0 | 0 | 0 | 0 | 0 | 0 | 0 | 0 | 0 | 0 | 0 | 0 | 0 | 0 | 0 | 0 | 0 | 0 | 0 | 0 | 0 | 0 | 0 | 0 | 0 | 0 | 0
Y7 | 0 | 0 | 0 | 0 | 0 | 0 | 0 | 0 | 0 | 0 | 0 | 0 | 0 | 0 | 0 | 0 | 0 | 0 | 0 | 0 | 0 | 0 | 0 | 0 | 0 | 0 | 0 | 0 | 0
Y8 | 0 | 0 | 0 | 0 | 0 | 0 | 0 | 0 | 0 | 0 | 0 | 0 | 0 | 0 | 0 | 0 | 0 | 0 | 0 | 0 | 0 | 0 | 0 | 0 | 0 | 0 | 0 | 0 | 0

## Max_newcap
Tech_category | Supply | [13 empty] | Conversion_plus | Conversion | [12 empty] | Transmission
Technology | CRO_EXT | CRO_IMP | NG_EXT | NG_IMP | HFO_IMP | BM_EXT | LFO_IMP | CO_IMP | GEOST | LHYD | SHYD | CSP | PV_UTL | WIND | CRO_REF | CROST | HFOST | SCGT1 | CCGT1 | SCGT2 | CCGT2 | COST | BMPP | GEN_SET | IND | RES | SER | AGR | TRANS
Years
Y0 | 10000000000 | 10000000000 | 10000000000 | 10000000000 | 10000000000 | 10000000000 | 10000000000 | 10000000000 | 10000000000 | 10000000000 | 10000000000 | 10000000000 | 10000000000 | 10000000000 | 10000000000 | 10000000000 | 10000000000 | 10000000000 | 10000000000 | 10000000000 | 10000000000 | 10000000000 | 10000000000 | 10000000000 | 10000000000 | 10000000000 | 10000000000 | 10000000000 | 10000000000
Y1 | 10000000000 | 10000000000 | 10000000000 | 10000000000 | 10000000000 | 10000000000 | 10000000000 | 10000000000 | 10000000000 | 10000000000 | 10000000000 | 10000000000 | 10000000000 | 10000000000 | 10000000000 | 10000000000 | 10000000000 | 10000000000 | 10000000000 | 10000000000 | 10000000000 | 10000000000 | 10000000000 | 10000000000 | 10000000000 | 10000000000 | 10000000000 | 10000000000 | 10000000000
Y2 | 10000000000 | 10000000000 | 10000000000 | 10000000000 | 10000000000 | 10000000000 | 10000000000 | 10000000000 | 10000000000 | 10000000000 | 10000000000 | 10000000000 | 10000000000 | 10000000000 | 10000000000 | 10000000000 | 10000000000 | 10000000000 | 10000000000 | 10000000000 | 10000000000 | 10000000000 | 10000000000 | 10000000000 | 10000000000 | 10000000000 | 10000000000 | 10000000000 | 10000000000
Y3 | 10000000000 | 10000000000 | 10000000000 | 10000000000 | 10000000000 | 10000000000 | 10000000000 | 10000000000 | 10000000000 | 10000000000 | 10000000000 | 10000000000 | 10000000000 | 10000000000 | 10000000000 | 10000000000 | 10000000000 | 10000000000 | 10000000000 | 10000000000 | 10000000000 | 10000000000 | 10000000000 | 10000000000 | 10000000000 | 10000000000 | 10000000000 | 10000000000 | 10000000000
Y4 | 10000000000 | 10000000000 | 10000000000 | 10000000000 | 10000000000 | 10000000000 | 10000000000 | 10000000000 | 10000000000 | 10000000000 | 10000000000 | 10000000000 | 10000000000 | 10000000000 | 10000000000 | 10000000000 | 10000000000 | 10000000000 | 10000000000 | 10000000000 | 10000000000 | 10000000000 | 10000000000 | 10000000000 | 10000000000 | 10000000000 | 10000000000 | 10000000000 | 10000000000
Y5 | 10000000000 | 10000000000 | 10000000000 | 10000000000 | 10000000000 | 10000000000 | 10000000000 | 10000000000 | 10000000000 | 10000000000 | 10000000000 | 10000000000 | 10000000000 | 10000000000 | 10000000000 | 10000000000 | 10000000000 | 10000000000 | 10000000000 | 10000000000 | 10000000000 | 10000000000 | 10000000000 | 10000000000 | 10000000000 | 10000000000 | 10000000000 | 10000000000 | 10000000000
Y6 | 10000000000 | 10000000000 | 10000000000 | 10000000000 | 10000000000 | 10000000000 | 10000000000 | 10000000000 | 10000000000 | 10000000000 | 10000000000 | 10000000000 | 10000000000 | 10000000000 | 10000000000 | 10000000000 | 10000000000 | 10000000000 | 10000000000 | 10000000000 | 10000000000 | 10000000000 | 10000000000 | 10000000000 | 10000000000 | 10000000000 | 10000000000 | 10000000000 | 10000000000
Y7 | 10000000000 | 10000000000 | 10000000000 | 10000000000 | 10000000000 | 10000000000 | 10000000000 | 10000000000 | 10000000000 | 10000000000 | 10000000000 | 10000000000 | 10000000000 | 10000000000 | 10000000000 | 10000000000 | 10000000000 | 10000000000 | 10000000000 | 10000000000 | 10000000000 | 10000000000 | 10000000000 | 10000000000 | 10000000000 | 10000000000 | 10000000000 | 10000000000 | 10000000000
Y8 | 10000000000 | 10000000000 | 10000000000 | 10000000000 | 10000000000 | 10000000000 | 10000000000 | 10000000000 | 10000000000 | 10000000000 | 10000000000 | 10000000000 | 10000000000 | 10000000000 | 10000000000 | 10000000000 | 10000000000 | 10000000000 | 10000000000 | 10000000000 | 10000000000 | 10000000000 | 10000000000 | 10000000000 | 10000000000 | 10000000000 | 10000000000 | 10000000000 | 10000000000

## Min_totalcap
Tech_category | Supply | [13 empty] | Conversion_plus | Conversion | [12 empty] | Transmission
Technology | CRO_EXT | CRO_IMP | NG_EXT | NG_IMP | HFO_IMP | BM_EXT | LFO_IMP | CO_IMP | GEOST | LHYD | SHYD | CSP | PV_UTL | WIND | CRO_REF | CROST | HFOST | SCGT1 | CCGT1 | SCGT2 | CCGT2 | COST | BMPP | GEN_SET | IND | RES | SER | AGR | TRANS
Years
Y0 | 0 | 0 | 0 | 0 | 0 | 0 | 0 | 0 | 0 | 0 | 0 | 0 | 0 | 0 | 0 | 0 | 0 | 0 | 0 | 0 | 0 | 0 | 0 | 0 | 0 | 0 | 0 | 0 | 0
Y1 | 0 | 0 | 0 | 0 | 0 | 0 | 0 | 0 | 0 | 0 | 0 | 0 | 0 | 0 | 0 | 0 | 0 | 0 | 0 | 0 | 0 | 0 | 0 | 0 | 0 | 0 | 0 | 0 | 0
Y2 | 0 | 0 | 0 | 0 | 0 | 0 | 0 | 0 | 0 | 0 | 0 | 0 | 0 | 0 | 0 | 0 | 0 | 0 | 0 | 0 | 0 | 0 | 0 | 0 | 0 | 0 | 0 | 0 | 0
Y3 | 0 | 0 | 0 | 0 | 0 | 0 | 0 | 0 | 0 | 0 | 0 | 0 | 0 | 0 | 0 | 0 | 0 | 0 | 0 | 0 | 0 | 0 | 0 | 0 | 0 | 0 | 0 | 0 | 0
Y4 | 0 | 0 | 0 | 0 | 0 | 0 | 0 | 0 | 0 | 0 | 0 | 0 | 0 | 0 | 0 | 0 | 0 | 0 | 0 | 0 | 0 | 0 | 0 | 0 | 0 | 0 | 0 | 0 | 0
Y5 | 0 | 0 | 0 | 0 | 0 | 0 | 0 | 0 | 0 | 0 | 0 | 0 | 0 | 0 | 0 | 0 | 0 | 0 | 0 | 0 | 0 | 0 | 0 | 0 | 0 | 0 | 0 | 0 | 0
Y6 | 0 | 0 | 0 | 0 | 0 | 0 | 0 | 0 | 0 | 0 | 0 | 0 | 0 | 0 | 0 | 0 | 0 | 0 | 0 | 0 | 0 | 0 | 0 | 0 | 0 | 0 | 0 | 0 | 0
Y7 | 0 | 0 | 0 | 0 | 0 | 0 | 0 | 0 | 0 | 0 | 0 | 0 | 0 | 0 | 0 | 0 | 0 | 0 | 0 | 0 | 0 | 0 | 0 | 0 | 0 | 0 | 0 | 0 | 0
Y8 | 0 | 0 | 0 | 0 | 0 | 0 | 0 | 0 | 0 | 0 | 0 | 0 | 0 | 0 | 0 | 0 | 0 | 0 | 0 | 0 | 0 | 0 | 0 | 0 | 0 | 0 | 0 | 0 | 0

## Max_totalcap
Tech_category | Supply | [13 empty] | Conversion_plus | Conversion | [12 empty] | Transmission
Technology | CRO_EXT | CRO_IMP | NG_EXT | NG_IMP | HFO_IMP | BM_EXT | LFO_IMP | CO_IMP | GEOST | LHYD | SHYD | CSP | PV_UTL | WIND | CRO_REF | CROST | HFOST | SCGT1 | CCGT1 | SCGT2 | CCGT2 | COST | BMPP | GEN_SET | IND | RES | SER | AGR | TRANS
Years
Y0 | 10000000000 | 10000000000 | 10000000000 | 10000000000 | 10000000000 | 2.9514 | 10000000000 | 10000000000 | 0.08 | 2.659 | 0.015 | 10000000000 | 7459.5 | 246.2 | 10000000000 | 10000000000 | 10000000000 | 10000000000 | 10000000000 | 10000000000 | 10000000000 | 10000000000 | 10000000000 | 10000000000 | 10000000000 | 10000000000 | 10000000000 | 10000000000 | 10000000000
Y1 | 10000000000 | 10000000000 | 10000000000 | 10000000000 | 10000000000 | 2.9514 | 10000000000 | 10000000000 | 0.08 | 2.659 | 0.015 | 10000000000 | 7459.5 | 246.2 | 10000000000 | 10000000000 | 10000000000 | 10000000000 | 10000000000 | 10000000000 | 10000000000 | 10000000000 | 10000000000 | 10000000000 | 10000000000 | 10000000000 | 10000000000 | 10000000000 | 10000000000
Y2 | 10000000000 | 10000000000 | 10000000000 | 10000000000 | 10000000000 | 2.9514 | 10000000000 | 10000000000 | 0.08 | 2.659 | 0.015 | 10000000000 | 7459.5 | 246.2 | 10000000000 | 10000000000 | 10000000000 | 10000000000 | 10000000000 | 10000000000 | 10000000000 | 10000000000 | 10000000000 | 10000000000 | 10000000000 | 10000000000 | 10000000000 | 10000000000 | 10000000000
Y3 | 10000000000 | 10000000000 | 10000000000 | 10000000000 | 10000000000 | 2.9514 | 10000000000 | 10000000000 | 0.08 | 2.659 | 0.015 | 10000000000 | 7459.5 | 246.2 | 10000000000 | 10000000000 | 10000000000 | 10000000000 | 10000000000 | 10000000000 | 10000000000 | 10000000000 | 10000000000 | 10000000000 | 10000000000 | 10000000000 | 10000000000 | 10000000000 | 10000000000
Y4 | 10000000000 | 10000000000 | 10000000000 | 10000000000 | 10000000000 | 2.9514 | 10000000000 | 10000000000 | 0.08 | 2.659 | 0.015 | 10000000000 | 7459.5 | 246.2 | 10000000000 | 10000000000 | 10000000000 | 10000000000 | 10000000000 | 10000000000 | 10000000000 | 10000000000 | 10000000000 | 10000000000 | 10000000000 | 10000000000 | 10000000000 | 10000000000 | 10000000000
Y5 | 10000000000 | 10000000000 | 10000000000 | 10000000000 | 10000000000 | 2.9514 | 10000000000 | 10000000000 | 0.08 | 2.659 | 0.015 | 10000000000 | 7459.5 | 246.2 | 10000000000 | 10000000000 | 10000000000 | 10000000000 | 10000000000 | 10000000000 | 10000000000 | 10000000000 | 10000000000 | 10000000000 | 10000000000 | 10000000000 | 10000000000 | 10000000000 | 10000000000
Y6 | 10000000000 | 10000000000 | 10000000000 | 10000000000 | 10000000000 | 2.9514 | 10000000000 | 10000000000 | 0.08 | 2.659 | 0.015 | 10000000000 | 7459.5 | 246.2 | 10000000000 | 10000000000 | 10000000000 | 10000000000 | 10000000000 | 10000000000 | 10000000000 | 10000000000 | 10000000000 | 10000000000 | 10000000000 | 10000000000 | 10000000000 | 10000000000 | 10000000000
Y7 | 10000000000 | 10000000000 | 10000000000 | 10000000000 | 10000000000 | 2.9514 | 10000000000 | 10000000000 | 0.08 | 2.659 | 0.015 | 10000000000 | 7459.5 | 246.2 | 10000000000 | 10000000000 | 10000000000 | 10000000000 | 10000000000 | 10000000000 | 10000000000 | 10000000000 | 10000000000 | 10000000000 | 10000000000 | 10000000000 | 10000000000 | 10000000000 | 10000000000
Y8 | 10000000000 | 10000000000 | 10000000000 | 10000000000 | 10000000000 | 2.9514 | 10000000000 | 10000000000 | 0.08 | 2.659 | 0.015 | 10000000000 | 7459.5 | 246.2 | 10000000000 | 10000000000 | 10000000000 | 10000000000 | 10000000000 | 10000000000 | 10000000000 | 10000000000 | 10000000000 | 10000000000 | 10000000000 | 10000000000 | 10000000000 | 10000000000 | 10000000000

## Min_production
Tech_category | Supply | [13 empty] | Conversion_plus | Conversion
Technology | CRO_EXT | CRO_IMP | NG_EXT | NG_IMP | HFO_IMP | BM_EXT | LFO_IMP | CO_IMP | GEOST | LHYD | SHYD | CSP | PV_UTL | WIND | CRO_REF | CROST | HFOST | SCGT1 | CCGT1 | SCGT2 | CCGT2 | COST | BMPP | GEN_SET | IND | RES | SER | AGR
Years
Y0 | 0 | 0 | 0 | 0 | 0 | 0 | 0 | 0 | 0 | 0 | 0 | 0 | 0 | 0 | 0 | 0 | 0 | 0 | 0 | 0 | 0 | 0 | 0 | 0 | 0 | 0 | 0 | 0
Y1 | 0 | 0 | 0 | 0 | 0 | 0 | 0 | 0 | 0 | 0 | 0 | 0 | 0 | 0 | 0 | 0 | 0 | 0 | 0 | 0 | 0 | 0 | 0 | 0 | 0 | 0 | 0 | 0
Y2 | 0 | 0 | 0 | 0 | 0 | 0 | 0 | 0 | 0 | 0 | 0 | 0 | 0 | 0 | 0 | 0 | 0 | 0 | 0 | 0 | 0 | 0 | 0 | 0 | 0 | 0 | 0 | 0
Y3 | 0 | 0 | 0 | 0 | 0 | 0 | 0 | 0 | 0 | 0 | 0 | 0 | 0 | 0 | 0 | 0 | 0 | 0 | 0 | 0 | 0 | 0 | 0 | 0 | 0 | 0 | 0 | 0
Y4 | 0 | 0 | 0 | 0 | 0 | 0 | 0 | 0 | 0 | 0 | 0 | 0 | 0 | 0 | 0 | 0 | 0 | 0 | 0 | 0 | 0 | 0 | 0 | 0 | 0 | 0 | 0 | 0
Y5 | 0 | 0 | 0 | 0 | 0 | 0 | 0 | 0 | 0 | 0 | 0 | 0 | 0 | 0 | 0 | 0 | 0 | 0 | 0 | 0 | 0 | 0 | 0 | 0 | 0 | 0 | 0 | 0
Y6 | 0 | 0 | 0 | 0 | 0 | 0 | 0 | 0 | 0 | 0 | 0 | 0 | 0 | 0 | 0 | 0 | 0 | 0 | 0 | 0 | 0 | 0 | 0 | 0 | 0 | 0 | 0 | 0
Y7 | 0 | 0 | 0 | 0 | 0 | 0 | 0 | 0 | 0 | 0 | 0 | 0 | 0 | 0 | 0 | 0 | 0 | 0 | 0 | 0 | 0 | 0 | 0 | 0 | 0 | 0 | 0 | 0
Y8 | 0 | 0 | 0 | 0 | 0 | 0 | 0 | 0 | 0 | 0 | 0 | 0 | 0 | 0 | 0 | 0 | 0 | 0 | 0 | 0 | 0 | 0 | 0 | 0 | 0 | 0 | 0 | 0

## Max_production
Tech_category | Supply | [13 empty] | Conversion_plus | Conversion
Technology | CRO_EXT | CRO_IMP | NG_EXT | NG_IMP | HFO_IMP | BM_EXT | LFO_IMP | CO_IMP | GEOST | LHYD | SHYD | CSP | PV_UTL | WIND | CRO_REF | CROST | HFOST | SCGT1 | CCGT1 | SCGT2 | CCGT2 | COST | BMPP | GEN_SET | IND | RES | SER | AGR
Years
Y0 | 2295 | 1e+20 | 8617.5 | 1e+20 | 1e+20 | 1e+20 | 1e+20 | 1e+20 | 1e+20 | 1e+20 | 1e+20 | 1e+20 | 1e+20 | 1e+20 | 1e+20 | 1e+20 | 1e+20 | 1e+20 | 1e+20 | 1e+20 | 1e+20 | 1e+20 | 1e+20 | 1e+20 | 1e+20 | 1e+20 | 1e+20 | 1e+20
Y1 | 2295 | 1e+20 | 8617.5 | 1e+20 | 1e+20 | 1e+20 | 1e+20 | 1e+20 | 1e+20 | 1e+20 | 1e+20 | 1e+20 | 1e+20 | 1e+20 | 1e+20 | 1e+20 | 1e+20 | 1e+20 | 1e+20 | 1e+20 | 1e+20 | 1e+20 | 1e+20 | 1e+20 | 1e+20 | 1e+20 | 1e+20 | 1e+20
Y2 | 2295 | 1e+20 | 8617.5 | 1e+20 | 1e+20 | 1e+20 | 1e+20 | 1e+20 | 1e+20 | 1e+20 | 1e+20 | 1e+20 | 1e+20 | 1e+20 | 1e+20 | 1e+20 | 1e+20 | 1e+20 | 1e+20 | 1e+20 | 1e+20 | 1e+20 | 1e+20 | 1e+20 | 1e+20 | 1e+20 | 1e+20 | 1e+20
Y3 | 2295 | 1e+20 | 8617.5 | 1e+20 | 1e+20 | 1e+20 | 1e+20 | 1e+20 | 1e+20 | 1e+20 | 1e+20 | 1e+20 | 1e+20 | 1e+20 | 1e+20 | 1e+20 | 1e+20 | 1e+20 | 1e+20 | 1e+20 | 1e+20 | 1e+20 | 1e+20 | 1e+20 | 1e+20 | 1e+20 | 1e+20 | 1e+20
Y4 | 2295 | 1e+20 | 8617.5 | 1e+20 | 1e+20 | 1e+20 | 1e+20 | 1e+20 | 1e+20 | 1e+20 | 1e+20 | 1e+20 | 1e+20 | 1e+20 | 1e+20 | 1e+20 | 1e+20 | 1e+20 | 1e+20 | 1e+20 | 1e+20 | 1e+20 | 1e+20 | 1e+20 | 1e+20 | 1e+20 | 1e+20 | 1e+20
Y5 | 2295 | 1e+20 | 8617.5 | 1e+20 | 1e+20 | 1e+20 | 1e+20 | 1e+20 | 1e+20 | 1e+20 | 1e+20 | 1e+20 | 1e+20 | 1e+20 | 1e+20 | 1e+20 | 1e+20 | 1e+20 | 1e+20 | 1e+20 | 1e+20 | 1e+20 | 1e+20 | 1e+20 | 1e+20 | 1e+20 | 1e+20 | 1e+20
Y6 | 2295 | 1e+20 | 8617.5 | 1e+20 | 1e+20 | 1e+20 | 1e+20 | 1e+20 | 1e+20 | 1e+20 | 1e+20 | 1e+20 | 1e+20 | 1e+20 | 1e+20 | 1e+20 | 1e+20 | 1e+20 | 1e+20 | 1e+20 | 1e+20 | 1e+20 | 1e+20 | 1e+20 | 1e+20 | 1e+20 | 1e+20 | 1e+20
Y7 | 2295 | 1e+20 | 8617.5 | 1e+20 | 1e+20 | 1e+20 | 1e+20 | 1e+20 | 1e+20 | 1e+20 | 1e+20 | 1e+20 | 1e+20 | 1e+20 | 1e+20 | 1e+20 | 1e+20 | 1e+20 | 1e+20 | 1e+20 | 1e+20 | 1e+20 | 1e+20 | 1e+20 | 1e+20 | 1e+20 | 1e+20 | 1e+20
Y8 | 2295 | 1e+20 | 8617.5 | 1e+20 | 1e+20 | 1e+20 | 1e+20 | 1e+20 | 1e+20 | 1e+20 | 1e+20 | 1e+20 | 1e+20 | 1e+20 | 1e+20 | 1e+20 | 1e+20 | 1e+20 | 1e+20 | 1e+20 | 1e+20 | 1e+20 | 1e+20 | 1e+20 | 1e+20 | 1e+20 | 1e+20 | 1e+20

## Min_production_h
| Tech_category | Supply | [13 empty] | Conversion_plus | Conversion
| Technology | CRO_EXT | CRO_IMP | NG_EXT | NG_IMP | HFO_IMP | BM_EXT | LFO_IMP | CO_IMP | GEOST | LHYD | SHYD | CSP | PV_UTL | WIND | CRO_REF | CROST | HFOST | SCGT1 | CCGT1 | SCGT2 | CCGT2 | COST | BMPP | GEN_SET | IND | RES | SER | AGR
Years | Timesteps
Y0 | WD | 0 | 0 | 0 | 0 | 0 | 0 | 0 | 0 | 0 | 0 | 0 | 0 | 0 | 0 | 0 | 0 | 0 | 0 | 0 | 0 | 0 | 0 | 0 | 0 | 0 | 0 | 0 | 0
| WN | 0 | 0 | 0 | 0 | 0 | 0 | 0 | 0 | 0 | 0 | 0 | 0 | 0 | 0 | 0 | 0 | 0 | 0 | 0 | 0 | 0 | 0 | 0 | 0 | 0 | 0 | 0 | 0
| SPD | 0 | 0 | 0 | 0 | 0 | 0 | 0 | 0 | 0 | 0 | 0 | 0 | 0 | 0 | 0 | 0 | 0 | 0 | 0 | 0 | 0 | 0 | 0 | 0 | 0 | 0 | 0 | 0
| SPN | 0 | 0 | 0 | 0 | 0 | 0 | 0 | 0 | 0 | 0 | 0 | 0 | 0 | 0 | 0 | 0 | 0 | 0 | 0 | 0 | 0 | 0 | 0 | 0 | 0 | 0 | 0 | 0
| SD | 0 | 0 | 0 | 0 | 0 | 0 | 0 | 0 | 0 | 0 | 0 | 0 | 0 | 0 | 0 | 0 | 0 | 0 | 0 | 0 | 0 | 0 | 0 | 0 | 0 | 0 | 0 | 0
| SN | 0 | 0 | 0 | 0 | 0 | 0 | 0 | 0 | 0 | 0 | 0 | 0 | 0 | 0 | 0 | 0 | 0 | 0 | 0 | 0 | 0 | 0 | 0 | 0 | 0 | 0 | 0 | 0
| FD | 0 | 0 | 0 | 0 | 0 | 0 | 0 | 0 | 0 | 0 | 0 | 0 | 0 | 0 | 0 | 0 | 0 | 0 | 0 | 0 | 0 | 0 | 0 | 0 | 0 | 0 | 0 | 0
| FN | 0 | 0 | 0 | 0 | 0 | 0 | 0 | 0 | 0 | 0 | 0 | 0 | 0 | 0 | 0 | 0 | 0 | 0 | 0 | 0 | 0 | 0 | 0 | 0 | 0 | 0 | 0 | 0
Y1 | WD | 0 | 0 | 0 | 0 | 0 | 0 | 0 | 0 | 0 | 0 | 0 | 0 | 0 | 0 | 0 | 0 | 0 | 0 | 0 | 0 | 0 | 0 | 0 | 0 | 0 | 0 | 0 | 0
| WN | 0 | 0 | 0 | 0 | 0 | 0 | 0 | 0 | 0 | 0 | 0 | 0 | 0 | 0 | 0 | 0 | 0 | 0 | 0 | 0 | 0 | 0 | 0 | 0 | 0 | 0 | 0 | 0
| SPD | 0 | 0 | 0 | 0 | 0 | 0 | 0 | 0 | 0 | 0 | 0 | 0 | 0 | 0 | 0 | 0 | 0 | 0 | 0 | 0 | 0 | 0 | 0 | 0 | 0 | 0 | 0 | 0
| SPN | 0 | 0 | 0 | 0 | 0 | 0 | 0 | 0 | 0 | 0 | 0 | 0 | 0 | 0 | 0 | 0 | 0 | 0 | 0 | 0 | 0 | 0 | 0 | 0 | 0 | 0 | 0 | 0
| SD | 0 | 0 | 0 | 0 | 0 | 0 | 0 | 0 | 0 | 0 | 0 | 0 | 0 | 0 | 0 | 0 | 0 | 0 | 0 | 0 | 0 | 0 | 0 | 0 | 0 | 0 | 0 | 0
| SN | 0 | 0 | 0 | 0 | 0 | 0 | 0 | 0 | 0 | 0 | 0 | 0 | 0 | 0 | 0 | 0 | 0 | 0 | 0 | 0 | 0 | 0 | 0 | 0 | 0 | 0 | 0 | 0
| FD | 0 | 0 | 0 | 0 | 0 | 0 | 0 | 0 | 0 | 0 | 0 | 0 | 0 | 0 | 0 | 0 | 0 | 0 | 0 | 0 | 0 | 0 | 0 | 0 | 0 | 0 | 0 | 0
| FN | 0 | 0 | 0 | 0 | 0 | 0 | 0 | 0 | 0 | 0 | 0 | 0 | 0 | 0 | 0 | 0 | 0 | 0 | 0 | 0 | 0 | 0 | 0 | 0 | 0 | 0 | 0 | 0
Y2 | WD | 0 | 0 | 0 | 0 | 0 | 0 | 0 | 0 | 0 | 0 | 0 | 0 | 0 | 0 | 0 | 0 | 0 | 0 | 0 | 0 | 0 | 0 | 0 | 0 | 0 | 0 | 0 | 0
| WN | 0 | 0 | 0 | 0 | 0 | 0 | 0 | 0 | 0 | 0 | 0 | 0 | 0 | 0 | 0 | 0 | 0 | 0 | 0 | 0 | 0 | 0 | 0 | 0 | 0 | 0 | 0 | 0
| SPD | 0 | 0 | 0 | 0 | 0 | 0 | 0 | 0 | 0 | 0 | 0 | 0 | 0 | 0 | 0 | 0 | 0 | 0 | 0 | 0 | 0 | 0 | 0 | 0 | 0 | 0 | 0 | 0
| SPN | 0 | 0 | 0 | 0 | 0 | 0 | 0 | 0 | 0 | 0 | 0 | 0 | 0 | 0 | 0 | 0 | 0 | 0 | 0 | 0 | 0 | 0 | 0 | 0 | 0 | 0 | 0 | 0
| SD | 0 | 0 | 0 | 0 | 0 | 0 | 0 | 0 | 0 | 0 | 0 | 0 | 0 | 0 | 0 | 0 | 0 | 0 | 0 | 0 | 0 | 0 | 0 | 0 | 0 | 0 | 0 | 0
| SN | 0 | 0 | 0 | 0 | 0 | 0 | 0 | 0 | 0 | 0 | 0 | 0 | 0 | 0 | 0 | 0 | 0 | 0 | 0 | 0 | 0 | 0 | 0 | 0 | 0 | 0 | 0 | 0
| FD | 0 | 0 | 0 | 0 | 0 | 0 | 0 | 0 | 0 | 0 | 0 | 0 | 0 | 0 | 0 | 0 | 0 | 0 | 0 | 0 | 0 | 0 | 0 | 0 | 0 | 0 | 0 | 0
| FN | 0 | 0 | 0 | 0 | 0 | 0 | 0 | 0 | 0 | 0 | 0 | 0 | 0 | 0 | 0 | 0 | 0 | 0 | 0 | 0 | 0 | 0 | 0 | 0 | 0 | 0 | 0 | 0
Y3 | WD | 0 | 0 | 0 | 0 | 0 | 0 | 0 | 0 | 0 | 0 | 0 | 0 | 0 | 0 | 0 | 0 | 0 | 0 | 0 | 0 | 0 | 0 | 0 | 0 | 0 | 0 | 0 | 0
| WN | 0 | 0 | 0 | 0 | 0 | 0 | 0 | 0 | 0 | 0 | 0 | 0 | 0 | 0 | 0 | 0 | 0 | 0 | 0 | 0 | 0 | 0 | 0 | 0 | 0 | 0 | 0 | 0
| SPD | 0 | 0 | 0 | 0 | 0 | 0 | 0 | 0 | 0 | 0 | 0 | 0 | 0 | 0 | 0 | 0 | 0 | 0 | 0 | 0 | 0 | 0 | 0 | 0 | 0 | 0 | 0 | 0
| SPN | 0 | 0 | 0 | 0 | 0 | 0 | 0 | 0 | 0 | 0 | 0 | 0 | 0 | 0 | 0 | 0 | 0 | 0 | 0 | 0 | 0 | 0 | 0 | 0 | 0 | 0 | 0 | 0
| SD | 0 | 0 | 0 | 0 | 0 | 0 | 0 | 0 | 0 | 0 | 0 | 0 | 0 | 0 | 0 | 0 | 0 | 0 | 0 | 0 | 0 | 0 | 0 | 0 | 0 | 0 | 0 | 0
| SN | 0 | 0 | 0 | 0 | 0 | 0 | 0 | 0 | 0 | 0 | 0 | 0 | 0 | 0 | 0 | 0 | 0 | 0 | 0 | 0 | 0 | 0 | 0 | 0 | 0 | 0 | 0 | 0
| FD | 0 | 0 | 0 | 0 | 0 | 0 | 0 | 0 | 0 | 0 | 0 | 0 | 0 | 0 | 0 | 0 | 0 | 0 | 0 | 0 | 0 | 0 | 0 | 0 | 0 | 0 | 0 | 0
| FN | 0 | 0 | 0 | 0 | 0 | 0 | 0 | 0 | 0 | 0 | 0 | 0 | 0 | 0 | 0 | 0 | 0 | 0 | 0 | 0 | 0 | 0 | 0 | 0 | 0 | 0 | 0 | 0
Y4 | WD | 0 | 0 | 0 | 0 | 0 | 0 | 0 | 0 | 0 | 0 | 0 | 0 | 0 | 0 | 0 | 0 | 0 | 0 | 0 | 0 | 0 | 0 | 0 | 0 | 0 | 0 | 0 | 0
| WN | 0 | 0 | 0 | 0 | 0 | 0 | 0 | 0 | 0 | 0 | 0 | 0 | 0 | 0 | 0 | 0 | 0 | 0 | 0 | 0 | 0 | 0 | 0 | 0 | 0 | 0 | 0 | 0
| SPD | 0 | 0 | 0 | 0 | 0 | 0 | 0 | 0 | 0 | 0 | 0 | 0 | 0 | 0 | 0 | 0 | 0 | 0 | 0 | 0 | 0 | 0 | 0 | 0 | 0 | 0 | 0 | 0
| SPN | 0 | 0 | 0 | 0 | 0 | 0 | 0 | 0 | 0 | 0 | 0 | 0 | 0 | 0 | 0 | 0 | 0 | 0 | 0 | 0 | 0 | 0 | 0 | 0 | 0 | 0 | 0 | 0
| SD | 0 | 0 | 0 | 0 | 0 | 0 | 0 | 0 | 0 | 0 | 0 | 0 | 0 | 0 | 0 | 0 | 0 | 0 | 0 | 0 | 0 | 0 | 0 | 0 | 0 | 0 | 0 | 0
| SN | 0 | 0 | 0 | 0 | 0 | 0 | 0 | 0 | 0 | 0 | 0 | 0 | 0 | 0 | 0 | 0 | 0 | 0 | 0 | 0 | 0 | 0 | 0 | 0 | 0 | 0 | 0 | 0
| FD | 0 | 0 | 0 | 0 | 0 | 0 | 0 | 0 | 0 | 0 | 0 | 0 | 0 | 0 | 0 | 0 | 0 | 0 | 0 | 0 | 0 | 0 | 0 | 0 | 0 | 0 | 0 | 0
| FN | 0 | 0 | 0 | 0 | 0 | 0 | 0 | 0 | 0 | 0 | 0 | 0 | 0 | 0 | 0 | 0 | 0 | 0 | 0 | 0 | 0 | 0 | 0 | 0 | 0 | 0 | 0 | 0
Y5 | WD | 0 | 0 | 0 | 0 | 0 | 0 | 0 | 0 | 0 | 0 | 0 | 0 | 0 | 0 | 0 | 0 | 0 | 0 | 0 | 0 | 0 | 0 | 0 | 0 | 0 | 0 | 0 | 0
| WN | 0 | 0 | 0 | 0 | 0 | 0 | 0 | 0 | 0 | 0 | 0 | 0 | 0 | 0 | 0 | 0 | 0 | 0 | 0 | 0 | 0 | 0 | 0 | 0 | 0 | 0 | 0 | 0
| SPD | 0 | 0 | 0 | 0 | 0 | 0 | 0 | 0 | 0 | 0 | 0 | 0 | 0 | 0 | 0 | 0 | 0 | 0 | 0 | 0 | 0 | 0 | 0 | 0 | 0 | 0 | 0 | 0
| SPN | 0 | 0 | 0 | 0 | 0 | 0 | 0 | 0 | 0 | 0 | 0 | 0 | 0 | 0 | 0 | 0 | 0 | 0 | 0 | 0 | 0 | 0 | 0 | 0 | 0 | 0 | 0 | 0
| SD | 0 | 0 | 0 | 0 | 0 | 0 | 0 | 0 | 0 | 0 | 0 | 0 | 0 | 0 | 0 | 0 | 0 | 0 | 0 | 0 | 0 | 0 | 0 | 0 | 0 | 0 | 0 | 0
| SN | 0 | 0 | 0 | 0 | 0 | 0 | 0 | 0 | 0 | 0 | 0 | 0 | 0 | 0 | 0 | 0 | 0 | 0 | 0 | 0 | 0 | 0 | 0 | 0 | 0 | 0 | 0 | 0
| FD | 0 | 0 | 0 | 0 | 0 | 0 | 0 | 0 | 0 | 0 | 0 | 0 | 0 | 0 | 0 | 0 | 0 | 0 | 0 | 0 | 0 | 0 | 0 | 0 | 0 | 0 | 0 | 0
| FN | 0 | 0 | 0 | 0 | 0 | 0 | 0 | 0 | 0 | 0 | 0 | 0 | 0 | 0 | 0 | 0 | 0 | 0 | 0 | 0 | 0 | 0 | 0 | 0 | 0 | 0 | 0 | 0
Y6 | WD | 0 | 0 | 0 | 0 | 0 | 0 | 0 | 0 | 0 | 0 | 0 | 0 | 0 | 0 | 0 | 0 | 0 | 0 | 0 | 0 | 0 | 0 | 0 | 0 | 0 | 0 | 0 | 0
| WN | 0 | 0 | 0 | 0 | 0 | 0 | 0 | 0 | 0 | 0 | 0 | 0 | 0 | 0 | 0 | 0 | 0 | 0 | 0 | 0 | 0 | 0 | 0 | 0 | 0 | 0 | 0 | 0
| SPD | 0 | 0 | 0 | 0 | 0 | 0 | 0 | 0 | 0 | 0 | 0 | 0 | 0 | 0 | 0 | 0 | 0 | 0 | 0 | 0 | 0 | 0 | 0 | 0 | 0 | 0 | 0 | 0
| SPN | 0 | 0 | 0 | 0 | 0 | 0 | 0 | 0 | 0 | 0 | 0 | 0 | 0 | 0 | 0 | 0 | 0 | 0 | 0 | 0 | 0 | 0 | 0 | 0 | 0 | 0 | 0 | 0
| SD | 0 | 0 | 0 | 0 | 0 | 0 | 0 | 0 | 0 | 0 | 0 | 0 | 0 | 0 | 0 | 0 | 0 | 0 | 0 | 0 | 0 | 0 | 0 | 0 | 0 | 0 | 0 | 0
| SN | 0 | 0 | 0 | 0 | 0 | 0 | 0 | 0 | 0 | 0 | 0 | 0 | 0 | 0 | 0 | 0 | 0 | 0 | 0 | 0 | 0 | 0 | 0 | 0 | 0 | 0 | 0 | 0
| FD | 0 | 0 | 0 | 0 | 0 | 0 | 0 | 0 | 0 | 0 | 0 | 0 | 0 | 0 | 0 | 0 | 0 | 0 | 0 | 0 | 0 | 0 | 0 | 0 | 0 | 0 | 0 | 0
| FN | 0 | 0 | 0 | 0 | 0 | 0 | 0 | 0 | 0 | 0 | 0 | 0 | 0 | 0 | 0 | 0 | 0 | 0 | 0 | 0 | 0 | 0 | 0 | 0 | 0 | 0 | 0 | 0
Y7 | WD | 0 | 0 | 0 | 0 | 0 | 0 | 0 | 0 | 0 | 0 | 0 | 0 | 0 | 0 | 0 | 0 | 0 | 0 | 0 | 0 | 0 | 0 | 0 | 0 | 0 | 0 | 0 | 0
| WN | 0 | 0 | 0 | 0 | 0 | 0 | 0 | 0 | 0 | 0 | 0 | 0 | 0 | 0 | 0 | 0 | 0 | 0 | 0 | 0 | 0 | 0 | 0 | 0 | 0 | 0 | 0 | 0
| SPD | 0 | 0 | 0 | 0 | 0 | 0 | 0 | 0 | 0 | 0 | 0 | 0 | 0 | 0 | 0 | 0 | 0 | 0 | 0 | 0 | 0 | 0 | 0 | 0 | 0 | 0 | 0 | 0
| SPN | 0 | 0 | 0 | 0 | 0 | 0 | 0 | 0 | 0 | 0 | 0 | 0 | 0 | 0 | 0 | 0 | 0 | 0 | 0 | 0 | 0 | 0 | 0 | 0 | 0 | 0 | 0 | 0
| SD | 0 | 0 | 0 | 0 | 0 | 0 | 0 | 0 | 0 | 0 | 0 | 0 | 0 | 0 | 0 | 0 | 0 | 0 | 0 | 0 | 0 | 0 | 0 | 0 | 0 | 0 | 0 | 0
| SN | 0 | 0 | 0 | 0 | 0 | 0 | 0 | 0 | 0 | 0 | 0 | 0 | 0 | 0 | 0 | 0 | 0 | 0 | 0 | 0 | 0 | 0 | 0 | 0 | 0 | 0 | 0 | 0
| FD | 0 | 0 | 0 | 0 | 0 | 0 | 0 | 0 | 0 | 0 | 0 | 0 | 0 | 0 | 0 | 0 | 0 | 0 | 0 | 0 | 0 | 0 | 0 | 0 | 0 | 0 | 0 | 0
| FN | 0 | 0 | 0 | 0 | 0 | 0 | 0 | 0 | 0 | 0 | 0 | 0 | 0 | 0 | 0 | 0 | 0 | 0 | 0 | 0 | 0 | 0 | 0 | 0 | 0 | 0 | 0 | 0
Y8 | WD | 0 | 0 | 0 | 0 | 0 | 0 | 0 | 0 | 0 | 0 | 0 | 0 | 0 | 0 | 0 | 0 | 0 | 0 | 0 | 0 | 0 | 0 | 0 | 0 | 0 | 0 | 0 | 0
| WN | 0 | 0 | 0 | 0 | 0 | 0 | 0 | 0 | 0 | 0 | 0 | 0 | 0 | 0 | 0 | 0 | 0 | 0 | 0 | 0 | 0 | 0 | 0 | 0 | 0 | 0 | 0 | 0
| SPD | 0 | 0 | 0 | 0 | 0 | 0 | 0 | 0 | 0 | 0 | 0 | 0 | 0 | 0 | 0 | 0 | 0 | 0 | 0 | 0 | 0 | 0 | 0 | 0 | 0 | 0 | 0 | 0
| SPN | 0 | 0 | 0 | 0 | 0 | 0 | 0 | 0 | 0 | 0 | 0 | 0 | 0 | 0 | 0 | 0 | 0 | 0 | 0 | 0 | 0 | 0 | 0 | 0 | 0 | 0 | 0 | 0
| SD | 0 | 0 | 0 | 0 | 0 | 0 | 0 | 0 | 0 | 0 | 0 | 0 | 0 | 0 | 0 | 0 | 0 | 0 | 0 | 0 | 0 | 0 | 0 | 0 | 0 | 0 | 0 | 0
| SN | 0 | 0 | 0 | 0 | 0 | 0 | 0 | 0 | 0 | 0 | 0 | 0 | 0 | 0 | 0 | 0 | 0 | 0 | 0 | 0 | 0 | 0 | 0 | 0 | 0 | 0 | 0 | 0
| FD | 0 | 0 | 0 | 0 | 0 | 0 | 0 | 0 | 0 | 0 | 0 | 0 | 0 | 0 | 0 | 0 | 0 | 0 | 0 | 0 | 0 | 0 | 0 | 0 | 0 | 0 | 0 | 0
| FN | 0 | 0 | 0 | 0 | 0 | 0 | 0 | 0 | 0 | 0 | 0 | 0 | 0 | 0 | 0 | 0 | 0 | 0 | 0 | 0 | 0 | 0 | 0 | 0 | 0 | 0 | 0 | 0

## Max_production_h
| Tech_category | Supply | [13 empty] | Conversion_plus | Conversion
| Technology | CRO_EXT | CRO_IMP | NG_EXT | NG_IMP | HFO_IMP | BM_EXT | LFO_IMP | CO_IMP | GEOST | LHYD | SHYD | CSP | PV_UTL | WIND | CRO_REF | CROST | HFOST | SCGT1 | CCGT1 | SCGT2 | CCGT2 | COST | BMPP | GEN_SET | IND | RES | SER | AGR
Years | Timesteps
Y0 | WD | 1e+20 | 1e+20 | 1e+20 | 1e+20 | 1e+20 | 1e+20 | 1e+20 | 1e+20 | 1e+20 | 1e+20 | 1e+20 | 1e+20 | 1e+20 | 1e+20 | 1e+20 | 1e+20 | 1e+20 | 1e+20 | 1e+20 | 1e+20 | 1e+20 | 1e+20 | 1e+20 | 1e+20 | 1e+20 | 1e+20 | 1e+20 | 1e+20
| WN | 1e+20 | 1e+20 | 1e+20 | 1e+20 | 1e+20 | 1e+20 | 1e+20 | 1e+20 | 1e+20 | 1e+20 | 1e+20 | 1e+20 | 1e+20 | 1e+20 | 1e+20 | 1e+20 | 1e+20 | 1e+20 | 1e+20 | 1e+20 | 1e+20 | 1e+20 | 1e+20 | 1e+20 | 1e+20 | 1e+20 | 1e+20 | 1e+20
| SPD | 1e+20 | 1e+20 | 1e+20 | 1e+20 | 1e+20 | 1e+20 | 1e+20 | 1e+20 | 1e+20 | 1e+20 | 1e+20 | 1e+20 | 1e+20 | 1e+20 | 1e+20 | 1e+20 | 1e+20 | 1e+20 | 1e+20 | 1e+20 | 1e+20 | 1e+20 | 1e+20 | 1e+20 | 1e+20 | 1e+20 | 1e+20 | 1e+20
| SPN | 1e+20 | 1e+20 | 1e+20 | 1e+20 | 1e+20 | 1e+20 | 1e+20 | 1e+20 | 1e+20 | 1e+20 | 1e+20 | 1e+20 | 1e+20 | 1e+20 | 1e+20 | 1e+20 | 1e+20 | 1e+20 | 1e+20 | 1e+20 | 1e+20 | 1e+20 | 1e+20 | 1e+20 | 1e+20 | 1e+20 | 1e+20 | 1e+20
| SD | 1e+20 | 1e+20 | 1e+20 | 1e+20 | 1e+20 | 1e+20 | 1e+20 | 1e+20 | 1e+20 | 1e+20 | 1e+20 | 1e+20 | 1e+20 | 1e+20 | 1e+20 | 1e+20 | 1e+20 | 1e+20 | 1e+20 | 1e+20 | 1e+20 | 1e+20 | 1e+20 | 1e+20 | 1e+20 | 1e+20 | 1e+20 | 1e+20
| SN | 1e+20 | 1e+20 | 1e+20 | 1e+20 | 1e+20 | 1e+20 | 1e+20 | 1e+20 | 1e+20 | 1e+20 | 1e+20 | 1e+20 | 1e+20 | 1e+20 | 1e+20 | 1e+20 | 1e+20 | 1e+20 | 1e+20 | 1e+20 | 1e+20 | 1e+20 | 1e+20 | 1e+20 | 1e+20 | 1e+20 | 1e+20 | 1e+20
| FD | 1e+20 | 1e+20 | 1e+20 | 1e+20 | 1e+20 | 1e+20 | 1e+20 | 1e+20 | 1e+20 | 1e+20 | 1e+20 | 1e+20 | 1e+20 | 1e+20 | 1e+20 | 1e+20 | 1e+20 | 1e+20 | 1e+20 | 1e+20 | 1e+20 | 1e+20 | 1e+20 | 1e+20 | 1e+20 | 1e+20 | 1e+20 | 1e+20
| FN | 1e+20 | 1e+20 | 1e+20 | 1e+20 | 1e+20 | 1e+20 | 1e+20 | 1e+20 | 1e+20 | 1e+20 | 1e+20 | 1e+20 | 1e+20 | 1e+20 | 1e+20 | 1e+20 | 1e+20 | 1e+20 | 1e+20 | 1e+20 | 1e+20 | 1e+20 | 1e+20 | 1e+20 | 1e+20 | 1e+20 | 1e+20 | 1e+20
Y1 | WD | 1e+20 | 1e+20 | 1e+20 | 1e+20 | 1e+20 | 1e+20 | 1e+20 | 1e+20 | 1e+20 | 1e+20 | 1e+20 | 1e+20 | 1e+20 | 1e+20 | 1e+20 | 1e+20 | 1e+20 | 1e+20 | 1e+20 | 1e+20 | 1e+20 | 1e+20 | 1e+20 | 1e+20 | 1e+20 | 1e+20 | 1e+20 | 1e+20
| WN | 1e+20 | 1e+20 | 1e+20 | 1e+20 | 1e+20 | 1e+20 | 1e+20 | 1e+20 | 1e+20 | 1e+20 | 1e+20 | 1e+20 | 1e+20 | 1e+20 | 1e+20 | 1e+20 | 1e+20 | 1e+20 | 1e+20 | 1e+20 | 1e+20 | 1e+20 | 1e+20 | 1e+20 | 1e+20 | 1e+20 | 1e+20 | 1e+20
| SPD | 1e+20 | 1e+20 | 1e+20 | 1e+20 | 1e+20 | 1e+20 | 1e+20 | 1e+20 | 1e+20 | 1e+20 | 1e+20 | 1e+20 | 1e+20 | 1e+20 | 1e+20 | 1e+20 | 1e+20 | 1e+20 | 1e+20 | 1e+20 | 1e+20 | 1e+20 | 1e+20 | 1e+20 | 1e+20 | 1e+20 | 1e+20 | 1e+20
| SPN | 1e+20 | 1e+20 | 1e+20 | 1e+20 | 1e+20 | 1e+20 | 1e+20 | 1e+20 | 1e+20 | 1e+20 | 1e+20 | 1e+20 | 1e+20 | 1e+20 | 1e+20 | 1e+20 | 1e+20 | 1e+20 | 1e+20 | 1e+20 | 1e+20 | 1e+20 | 1e+20 | 1e+20 | 1e+20 | 1e+20 | 1e+20 | 1e+20
| SD | 1e+20 | 1e+20 | 1e+20 | 1e+20 | 1e+20 | 1e+20 | 1e+20 | 1e+20 | 1e+20 | 1e+20 | 1e+20 | 1e+20 | 1e+20 | 1e+20 | 1e+20 | 1e+20 | 1e+20 | 1e+20 | 1e+20 | 1e+20 | 1e+20 | 1e+20 | 1e+20 | 1e+20 | 1e+20 | 1e+20 | 1e+20 | 1e+20
| SN | 1e+20 | 1e+20 | 1e+20 | 1e+20 | 1e+20 | 1e+20 | 1e+20 | 1e+20 | 1e+20 | 1e+20 | 1e+20 | 1e+20 | 1e+20 | 1e+20 | 1e+20 | 1e+20 | 1e+20 | 1e+20 | 1e+20 | 1e+20 | 1e+20 | 1e+20 | 1e+20 | 1e+20 | 1e+20 | 1e+20 | 1e+20 | 1e+20
| FD | 1e+20 | 1e+20 | 1e+20 | 1e+20 | 1e+20 | 1e+20 | 1e+20 | 1e+20 | 1e+20 | 1e+20 | 1e+20 | 1e+20 | 1e+20 | 1e+20 | 1e+20 | 1e+20 | 1e+20 | 1e+20 | 1e+20 | 1e+20 | 1e+20 | 1e+20 | 1e+20 | 1e+20 | 1e+20 | 1e+20 | 1e+20 | 1e+20
| FN | 1e+20 | 1e+20 | 1e+20 | 1e+20 | 1e+20 | 1e+20 | 1e+20 | 1e+20 | 1e+20 | 1e+20 | 1e+20 | 1e+20 | 1e+20 | 1e+20 | 1e+20 | 1e+20 | 1e+20 | 1e+20 | 1e+20 | 1e+20 | 1e+20 | 1e+20 | 1e+20 | 1e+20 | 1e+20 | 1e+20 | 1e+20 | 1e+20
Y2 | WD | 1e+20 | 1e+20 | 1e+20 | 1e+20 | 1e+20 | 1e+20 | 1e+20 | 1e+20 | 1e+20 | 1e+20 | 1e+20 | 1e+20 | 1e+20 | 1e+20 | 1e+20 | 1e+20 | 1e+20 | 1e+20 | 1e+20 | 1e+20 | 1e+20 | 1e+20 | 1e+20 | 1e+20 | 1e+20 | 1e+20 | 1e+20 | 1e+20
| WN | 1e+20 | 1e+20 | 1e+20 | 1e+20 | 1e+20 | 1e+20 | 1e+20 | 1e+20 | 1e+20 | 1e+20 | 1e+20 | 1e+20 | 1e+20 | 1e+20 | 1e+20 | 1e+20 | 1e+20 | 1e+20 | 1e+20 | 1e+20 | 1e+20 | 1e+20 | 1e+20 | 1e+20 | 1e+20 | 1e+20 | 1e+20 | 1e+20
| SPD | 1e+20 | 1e+20 | 1e+20 | 1e+20 | 1e+20 | 1e+20 | 1e+20 | 1e+20 | 1e+20 | 1e+20 | 1e+20 | 1e+20 | 1e+20 | 1e+20 | 1e+20 | 1e+20 | 1e+20 | 1e+20 | 1e+20 | 1e+20 | 1e+20 | 1e+20 | 1e+20 | 1e+20 | 1e+20 | 1e+20 | 1e+20 | 1e+20
| SPN | 1e+20 | 1e+20 | 1e+20 | 1e+20 | 1e+20 | 1e+20 | 1e+20 | 1e+20 | 1e+20 | 1e+20 | 1e+20 | 1e+20 | 1e+20 | 1e+20 | 1e+20 | 1e+20 | 1e+20 | 1e+20 | 1e+20 | 1e+20 | 1e+20 | 1e+20 | 1e+20 | 1e+20 | 1e+20 | 1e+20 | 1e+20 | 1e+20
| SD | 1e+20 | 1e+20 | 1e+20 | 1e+20 | 1e+20 | 1e+20 | 1e+20 | 1e+20 | 1e+20 | 1e+20 | 1e+20 | 1e+20 | 1e+20 | 1e+20 | 1e+20 | 1e+20 | 1e+20 | 1e+20 | 1e+20 | 1e+20 | 1e+20 | 1e+20 | 1e+20 | 1e+20 | 1e+20 | 1e+20 | 1e+20 | 1e+20
| SN | 1e+20 | 1e+20 | 1e+20 | 1e+20 | 1e+20 | 1e+20 | 1e+20 | 1e+20 | 1e+20 | 1e+20 | 1e+20 | 1e+20 | 1e+20 | 1e+20 | 1e+20 | 1e+20 | 1e+20 | 1e+20 | 1e+20 | 1e+20 | 1e+20 | 1e+20 | 1e+20 | 1e+20 | 1e+20 | 1e+20 | 1e+20 | 1e+20
| FD | 1e+20 | 1e+20 | 1e+20 | 1e+20 | 1e+20 | 1e+20 | 1e+20 | 1e+20 | 1e+20 | 1e+20 | 1e+20 | 1e+20 | 1e+20 | 1e+20 | 1e+20 | 1e+20 | 1e+20 | 1e+20 | 1e+20 | 1e+20 | 1e+20 | 1e+20 | 1e+20 | 1e+20 | 1e+20 | 1e+20 | 1e+20 | 1e+20
| FN | 1e+20 | 1e+20 | 1e+20 | 1e+20 | 1e+20 | 1e+20 | 1e+20 | 1e+20 | 1e+20 | 1e+20 | 1e+20 | 1e+20 | 1e+20 | 1e+20 | 1e+20 | 1e+20 | 1e+20 | 1e+20 | 1e+20 | 1e+20 | 1e+20 | 1e+20 | 1e+20 | 1e+20 | 1e+20 | 1e+20 | 1e+20 | 1e+20
Y3 | WD | 1e+20 | 1e+20 | 1e+20 | 1e+20 | 1e+20 | 1e+20 | 1e+20 | 1e+20 | 1e+20 | 1e+20 | 1e+20 | 1e+20 | 1e+20 | 1e+20 | 1e+20 | 1e+20 | 1e+20 | 1e+20 | 1e+20 | 1e+20 | 1e+20 | 1e+20 | 1e+20 | 1e+20 | 1e+20 | 1e+20 | 1e+20 | 1e+20
| WN | 1e+20 | 1e+20 | 1e+20 | 1e+20 | 1e+20 | 1e+20 | 1e+20 | 1e+20 | 1e+20 | 1e+20 | 1e+20 | 1e+20 | 1e+20 | 1e+20 | 1e+20 | 1e+20 | 1e+20 | 1e+20 | 1e+20 | 1e+20 | 1e+20 | 1e+20 | 1e+20 | 1e+20 | 1e+20 | 1e+20 | 1e+20 | 1e+20
| SPD | 1e+20 | 1e+20 | 1e+20 | 1e+20 | 1e+20 | 1e+20 | 1e+20 | 1e+20 | 1e+20 | 1e+20 | 1e+20 | 1e+20 | 1e+20 | 1e+20 | 1e+20 | 1e+20 | 1e+20 | 1e+20 | 1e+20 | 1e+20 | 1e+20 | 1e+20 | 1e+20 | 1e+20 | 1e+20 | 1e+20 | 1e+20 | 1e+20
| SPN | 1e+20 | 1e+20 | 1e+20 | 1e+20 | 1e+20 | 1e+20 | 1e+20 | 1e+20 | 1e+20 | 1e+20 | 1e+20 | 1e+20 | 1e+20 | 1e+20 | 1e+20 | 1e+20 | 1e+20 | 1e+20 | 1e+20 | 1e+20 | 1e+20 | 1e+20 | 1e+20 | 1e+20 | 1e+20 | 1e+20 | 1e+20 | 1e+20
| SD | 1e+20 | 1e+20 | 1e+20 | 1e+20 | 1e+20 | 1e+20 | 1e+20 | 1e+20 | 1e+20 | 1e+20 | 1e+20 | 1e+20 | 1e+20 | 1e+20 | 1e+20 | 1e+20 | 1e+20 | 1e+20 | 1e+20 | 1e+20 | 1e+20 | 1e+20 | 1e+20 | 1e+20 | 1e+20 | 1e+20 | 1e+20 | 1e+20
| SN | 1e+20 | 1e+20 | 1e+20 | 1e+20 | 1e+20 | 1e+20 | 1e+20 | 1e+20 | 1e+20 | 1e+20 | 1e+20 | 1e+20 | 1e+20 | 1e+20 | 1e+20 | 1e+20 | 1e+20 | 1e+20 | 1e+20 | 1e+20 | 1e+20 | 1e+20 | 1e+20 | 1e+20 | 1e+20 | 1e+20 | 1e+20 | 1e+20
| FD | 1e+20 | 1e+20 | 1e+20 | 1e+20 | 1e+20 | 1e+20 | 1e+20 | 1e+20 | 1e+20 | 1e+20 | 1e+20 | 1e+20 | 1e+20 | 1e+20 | 1e+20 | 1e+20 | 1e+20 | 1e+20 | 1e+20 | 1e+20 | 1e+20 | 1e+20 | 1e+20 | 1e+20 | 1e+20 | 1e+20 | 1e+20 | 1e+20
| FN | 1e+20 | 1e+20 | 1e+20 | 1e+20 | 1e+20 | 1e+20 | 1e+20 | 1e+20 | 1e+20 | 1e+20 | 1e+20 | 1e+20 | 1e+20 | 1e+20 | 1e+20 | 1e+20 | 1e+20 | 1e+20 | 1e+20 | 1e+20 | 1e+20 | 1e+20 | 1e+20 | 1e+20 | 1e+20 | 1e+20 | 1e+20 | 1e+20
Y4 | WD | 1e+20 | 1e+20 | 1e+20 | 1e+20 | 1e+20 | 1e+20 | 1e+20 | 1e+20 | 1e+20 | 1e+20 | 1e+20 | 1e+20 | 1e+20 | 1e+20 | 1e+20 | 1e+20 | 1e+20 | 1e+20 | 1e+20 | 1e+20 | 1e+20 | 1e+20 | 1e+20 | 1e+20 | 1e+20 | 1e+20 | 1e+20 | 1e+20
| WN | 1e+20 | 1e+20 | 1e+20 | 1e+20 | 1e+20 | 1e+20 | 1e+20 | 1e+20 | 1e+20 | 1e+20 | 1e+20 | 1e+20 | 1e+20 | 1e+20 | 1e+20 | 1e+20 | 1e+20 | 1e+20 | 1e+20 | 1e+20 | 1e+20 | 1e+20 | 1e+20 | 1e+20 | 1e+20 | 1e+20 | 1e+20 | 1e+20
| SPD | 1e+20 | 1e+20 | 1e+20 | 1e+20 | 1e+20 | 1e+20 | 1e+20 | 1e+20 | 1e+20 | 1e+20 | 1e+20 | 1e+20 | 1e+20 | 1e+20 | 1e+20 | 1e+20 | 1e+20 | 1e+20 | 1e+20 | 1e+20 | 1e+20 | 1e+20 | 1e+20 | 1e+20 | 1e+20 | 1e+20 | 1e+20 | 1e+20
| SPN | 1e+20 | 1e+20 | 1e+20 | 1e+20 | 1e+20 | 1e+20 | 1e+20 | 1e+20 | 1e+20 | 1e+20 | 1e+20 | 1e+20 | 1e+20 | 1e+20 | 1e+20 | 1e+20 | 1e+20 | 1e+20 | 1e+20 | 1e+20 | 1e+20 | 1e+20 | 1e+20 | 1e+20 | 1e+20 | 1e+20 | 1e+20 | 1e+20
| SD | 1e+20 | 1e+20 | 1e+20 | 1e+20 | 1e+20 | 1e+20 | 1e+20 | 1e+20 | 1e+20 | 1e+20 | 1e+20 | 1e+20 | 1e+20 | 1e+20 | 1e+20 | 1e+20 | 1e+20 | 1e+20 | 1e+20 | 1e+20 | 1e+20 | 1e+20 | 1e+20 | 1e+20 | 1e+20 | 1e+20 | 1e+20 | 1e+20
| SN | 1e+20 | 1e+20 | 1e+20 | 1e+20 | 1e+20 | 1e+20 | 1e+20 | 1e+20 | 1e+20 | 1e+20 | 1e+20 | 1e+20 | 1e+20 | 1e+20 | 1e+20 | 1e+20 | 1e+20 | 1e+20 | 1e+20 | 1e+20 | 1e+20 | 1e+20 | 1e+20 | 1e+20 | 1e+20 | 1e+20 | 1e+20 | 1e+20
| FD | 1e+20 | 1e+20 | 1e+20 | 1e+20 | 1e+20 | 1e+20 | 1e+20 | 1e+20 | 1e+20 | 1e+20 | 1e+20 | 1e+20 | 1e+20 | 1e+20 | 1e+20 | 1e+20 | 1e+20 | 1e+20 | 1e+20 | 1e+20 | 1e+20 | 1e+20 | 1e+20 | 1e+20 | 1e+20 | 1e+20 | 1e+20 | 1e+20
| FN | 1e+20 | 1e+20 | 1e+20 | 1e+20 | 1e+20 | 1e+20 | 1e+20 | 1e+20 | 1e+20 | 1e+20 | 1e+20 | 1e+20 | 1e+20 | 1e+20 | 1e+20 | 1e+20 | 1e+20 | 1e+20 | 1e+20 | 1e+20 | 1e+20 | 1e+20 | 1e+20 | 1e+20 | 1e+20 | 1e+20 | 1e+20 | 1e+20
Y5 | WD | 1e+20 | 1e+20 | 1e+20 | 1e+20 | 1e+20 | 1e+20 | 1e+20 | 1e+20 | 1e+20 | 1e+20 | 1e+20 | 1e+20 | 1e+20 | 1e+20 | 1e+20 | 1e+20 | 1e+20 | 1e+20 | 1e+20 | 1e+20 | 1e+20 | 1e+20 | 1e+20 | 1e+20 | 1e+20 | 1e+20 | 1e+20 | 1e+20
| WN | 1e+20 | 1e+20 | 1e+20 | 1e+20 | 1e+20 | 1e+20 | 1e+20 | 1e+20 | 1e+20 | 1e+20 | 1e+20 | 1e+20 | 1e+20 | 1e+20 | 1e+20 | 1e+20 | 1e+20 | 1e+20 | 1e+20 | 1e+20 | 1e+20 | 1e+20 | 1e+20 | 1e+20 | 1e+20 | 1e+20 | 1e+20 | 1e+20
| SPD | 1e+20 | 1e+20 | 1e+20 | 1e+20 | 1e+20 | 1e+20 | 1e+20 | 1e+20 | 1e+20 | 1e+20 | 1e+20 | 1e+20 | 1e+20 | 1e+20 | 1e+20 | 1e+20 | 1e+20 | 1e+20 | 1e+20 | 1e+20 | 1e+20 | 1e+20 | 1e+20 | 1e+20 | 1e+20 | 1e+20 | 1e+20 | 1e+20
| SPN | 1e+20 | 1e+20 | 1e+20 | 1e+20 | 1e+20 | 1e+20 | 1e+20 | 1e+20 | 1e+20 | 1e+20 | 1e+20 | 1e+20 | 1e+20 | 1e+20 | 1e+20 | 1e+20 | 1e+20 | 1e+20 | 1e+20 | 1e+20 | 1e+20 | 1e+20 | 1e+20 | 1e+20 | 1e+20 | 1e+20 | 1e+20 | 1e+20
| SD | 1e+20 | 1e+20 | 1e+20 | 1e+20 | 1e+20 | 1e+20 | 1e+20 | 1e+20 | 1e+20 | 1e+20 | 1e+20 | 1e+20 | 1e+20 | 1e+20 | 1e+20 | 1e+20 | 1e+20 | 1e+20 | 1e+20 | 1e+20 | 1e+20 | 1e+20 | 1e+20 | 1e+20 | 1e+20 | 1e+20 | 1e+20 | 1e+20
| SN | 1e+20 | 1e+20 | 1e+20 | 1e+20 | 1e+20 | 1e+20 | 1e+20 | 1e+20 | 1e+20 | 1e+20 | 1e+20 | 1e+20 | 1e+20 | 1e+20 | 1e+20 | 1e+20 | 1e+20 | 1e+20 | 1e+20 | 1e+20 | 1e+20 | 1e+20 | 1e+20 | 1e+20 | 1e+20 | 1e+20 | 1e+20 | 1e+20
| FD | 1e+20 | 1e+20 | 1e+20 | 1e+20 | 1e+20 | 1e+20 | 1e+20 | 1e+20 | 1e+20 | 1e+20 | 1e+20 | 1e+20 | 1e+20 | 1e+20 | 1e+20 | 1e+20 | 1e+20 | 1e+20 | 1e+20 | 1e+20 | 1e+20 | 1e+20 | 1e+20 | 1e+20 | 1e+20 | 1e+20 | 1e+20 | 1e+20
| FN | 1e+20 | 1e+20 | 1e+20 | 1e+20 | 1e+20 | 1e+20 | 1e+20 | 1e+20 | 1e+20 | 1e+20 | 1e+20 | 1e+20 | 1e+20 | 1e+20 | 1e+20 | 1e+20 | 1e+20 | 1e+20 | 1e+20 | 1e+20 | 1e+20 | 1e+20 | 1e+20 | 1e+20 | 1e+20 | 1e+20 | 1e+20 | 1e+20
Y6 | WD | 1e+20 | 1e+20 | 1e+20 | 1e+20 | 1e+20 | 1e+20 | 1e+20 | 1e+20 | 1e+20 | 1e+20 | 1e+20 | 1e+20 | 1e+20 | 1e+20 | 1e+20 | 1e+20 | 1e+20 | 1e+20 | 1e+20 | 1e+20 | 1e+20 | 1e+20 | 1e+20 | 1e+20 | 1e+20 | 1e+20 | 1e+20 | 1e+20
| WN | 1e+20 | 1e+20 | 1e+20 | 1e+20 | 1e+20 | 1e+20 | 1e+20 | 1e+20 | 1e+20 | 1e+20 | 1e+20 | 1e+20 | 1e+20 | 1e+20 | 1e+20 | 1e+20 | 1e+20 | 1e+20 | 1e+20 | 1e+20 | 1e+20 | 1e+20 | 1e+20 | 1e+20 | 1e+20 | 1e+20 | 1e+20 | 1e+20
| SPD | 1e+20 | 1e+20 | 1e+20 | 1e+20 | 1e+20 | 1e+20 | 1e+20 | 1e+20 | 1e+20 | 1e+20 | 1e+20 | 1e+20 | 1e+20 | 1e+20 | 1e+20 | 1e+20 | 1e+20 | 1e+20 | 1e+20 | 1e+20 | 1e+20 | 1e+20 | 1e+20 | 1e+20 | 1e+20 | 1e+20 | 1e+20 | 1e+20
| SPN | 1e+20 | 1e+20 | 1e+20 | 1e+20 | 1e+20 | 1e+20 | 1e+20 | 1e+20 | 1e+20 | 1e+20 | 1e+20 | 1e+20 | 1e+20 | 1e+20 | 1e+20 | 1e+20 | 1e+20 | 1e+20 | 1e+20 | 1e+20 | 1e+20 | 1e+20 | 1e+20 | 1e+20 | 1e+20 | 1e+20 | 1e+20 | 1e+20
| SD | 1e+20 | 1e+20 | 1e+20 | 1e+20 | 1e+20 | 1e+20 | 1e+20 | 1e+20 | 1e+20 | 1e+20 | 1e+20 | 1e+20 | 1e+20 | 1e+20 | 1e+20 | 1e+20 | 1e+20 | 1e+20 | 1e+20 | 1e+20 | 1e+20 | 1e+20 | 1e+20 | 1e+20 | 1e+20 | 1e+20 | 1e+20 | 1e+20
| SN | 1e+20 | 1e+20 | 1e+20 | 1e+20 | 1e+20 | 1e+20 | 1e+20 | 1e+20 | 1e+20 | 1e+20 | 1e+20 | 1e+20 | 1e+20 | 1e+20 | 1e+20 | 1e+20 | 1e+20 | 1e+20 | 1e+20 | 1e+20 | 1e+20 | 1e+20 | 1e+20 | 1e+20 | 1e+20 | 1e+20 | 1e+20 | 1e+20
| FD | 1e+20 | 1e+20 | 1e+20 | 1e+20 | 1e+20 | 1e+20 | 1e+20 | 1e+20 | 1e+20 | 1e+20 | 1e+20 | 1e+20 | 1e+20 | 1e+20 | 1e+20 | 1e+20 | 1e+20 | 1e+20 | 1e+20 | 1e+20 | 1e+20 | 1e+20 | 1e+20 | 1e+20 | 1e+20 | 1e+20 | 1e+20 | 1e+20
| FN | 1e+20 | 1e+20 | 1e+20 | 1e+20 | 1e+20 | 1e+20 | 1e+20 | 1e+20 | 1e+20 | 1e+20 | 1e+20 | 1e+20 | 1e+20 | 1e+20 | 1e+20 | 1e+20 | 1e+20 | 1e+20 | 1e+20 | 1e+20 | 1e+20 | 1e+20 | 1e+20 | 1e+20 | 1e+20 | 1e+20 | 1e+20 | 1e+20
Y7 | WD | 1e+20 | 1e+20 | 1e+20 | 1e+20 | 1e+20 | 1e+20 | 1e+20 | 1e+20 | 1e+20 | 1e+20 | 1e+20 | 1e+20 | 1e+20 | 1e+20 | 1e+20 | 1e+20 | 1e+20 | 1e+20 | 1e+20 | 1e+20 | 1e+20 | 1e+20 | 1e+20 | 1e+20 | 1e+20 | 1e+20 | 1e+20 | 1e+20
| WN | 1e+20 | 1e+20 | 1e+20 | 1e+20 | 1e+20 | 1e+20 | 1e+20 | 1e+20 | 1e+20 | 1e+20 | 1e+20 | 1e+20 | 1e+20 | 1e+20 | 1e+20 | 1e+20 | 1e+20 | 1e+20 | 1e+20 | 1e+20 | 1e+20 | 1e+20 | 1e+20 | 1e+20 | 1e+20 | 1e+20 | 1e+20 | 1e+20
| SPD | 1e+20 | 1e+20 | 1e+20 | 1e+20 | 1e+20 | 1e+20 | 1e+20 | 1e+20 | 1e+20 | 1e+20 | 1e+20 | 1e+20 | 1e+20 | 1e+20 | 1e+20 | 1e+20 | 1e+20 | 1e+20 | 1e+20 | 1e+20 | 1e+20 | 1e+20 | 1e+20 | 1e+20 | 1e+20 | 1e+20 | 1e+20 | 1e+20
| SPN | 1e+20 | 1e+20 | 1e+20 | 1e+20 | 1e+20 | 1e+20 | 1e+20 | 1e+20 | 1e+20 | 1e+20 | 1e+20 | 1e+20 | 1e+20 | 1e+20 | 1e+20 | 1e+20 | 1e+20 | 1e+20 | 1e+20 | 1e+20 | 1e+20 | 1e+20 | 1e+20 | 1e+20 | 1e+20 | 1e+20 | 1e+20 | 1e+20
| SD | 1e+20 | 1e+20 | 1e+20 | 1e+20 | 1e+20 | 1e+20 | 1e+20 | 1e+20 | 1e+20 | 1e+20 | 1e+20 | 1e+20 | 1e+20 | 1e+20 | 1e+20 | 1e+20 | 1e+20 | 1e+20 | 1e+20 | 1e+20 | 1e+20 | 1e+20 | 1e+20 | 1e+20 | 1e+20 | 1e+20 | 1e+20 | 1e+20
| SN | 1e+20 | 1e+20 | 1e+20 | 1e+20 | 1e+20 | 1e+20 | 1e+20 | 1e+20 | 1e+20 | 1e+20 | 1e+20 | 1e+20 | 1e+20 | 1e+20 | 1e+20 | 1e+20 | 1e+20 | 1e+20 | 1e+20 | 1e+20 | 1e+20 | 1e+20 | 1e+20 | 1e+20 | 1e+20 | 1e+20 | 1e+20 | 1e+20
| FD | 1e+20 | 1e+20 | 1e+20 | 1e+20 | 1e+20 | 1e+20 | 1e+20 | 1e+20 | 1e+20 | 1e+20 | 1e+20 | 1e+20 | 1e+20 | 1e+20 | 1e+20 | 1e+20 | 1e+20 | 1e+20 | 1e+20 | 1e+20 | 1e+20 | 1e+20 | 1e+20 | 1e+20 | 1e+20 | 1e+20 | 1e+20 | 1e+20
| FN | 1e+20 | 1e+20 | 1e+20 | 1e+20 | 1e+20 | 1e+20 | 1e+20 | 1e+20 | 1e+20 | 1e+20 | 1e+20 | 1e+20 | 1e+20 | 1e+20 | 1e+20 | 1e+20 | 1e+20 | 1e+20 | 1e+20 | 1e+20 | 1e+20 | 1e+20 | 1e+20 | 1e+20 | 1e+20 | 1e+20 | 1e+20 | 1e+20
Y8 | WD | 1e+20 | 1e+20 | 1e+20 | 1e+20 | 1e+20 | 1e+20 | 1e+20 | 1e+20 | 1e+20 | 1e+20 | 1e+20 | 1e+20 | 1e+20 | 1e+20 | 1e+20 | 1e+20 | 1e+20 | 1e+20 | 1e+20 | 1e+20 | 1e+20 | 1e+20 | 1e+20 | 1e+20 | 1e+20 | 1e+20 | 1e+20 | 1e+20
| WN | 1e+20 | 1e+20 | 1e+20 | 1e+20 | 1e+20 | 1e+20 | 1e+20 | 1e+20 | 1e+20 | 1e+20 | 1e+20 | 1e+20 | 1e+20 | 1e+20 | 1e+20 | 1e+20 | 1e+20 | 1e+20 | 1e+20 | 1e+20 | 1e+20 | 1e+20 | 1e+20 | 1e+20 | 1e+20 | 1e+20 | 1e+20 | 1e+20
| SPD | 1e+20 | 1e+20 | 1e+20 | 1e+20 | 1e+20 | 1e+20 | 1e+20 | 1e+20 | 1e+20 | 1e+20 | 1e+20 | 1e+20 | 1e+20 | 1e+20 | 1e+20 | 1e+20 | 1e+20 | 1e+20 | 1e+20 | 1e+20 | 1e+20 | 1e+20 | 1e+20 | 1e+20 | 1e+20 | 1e+20 | 1e+20 | 1e+20
| SPN | 1e+20 | 1e+20 | 1e+20 | 1e+20 | 1e+20 | 1e+20 | 1e+20 | 1e+20 | 1e+20 | 1e+20 | 1e+20 | 1e+20 | 1e+20 | 1e+20 | 1e+20 | 1e+20 | 1e+20 | 1e+20 | 1e+20 | 1e+20 | 1e+20 | 1e+20 | 1e+20 | 1e+20 | 1e+20 | 1e+20 | 1e+20 | 1e+20
| SD | 1e+20 | 1e+20 | 1e+20 | 1e+20 | 1e+20 | 1e+20 | 1e+20 | 1e+20 | 1e+20 | 1e+20 | 1e+20 | 1e+20 | 1e+20 | 1e+20 | 1e+20 | 1e+20 | 1e+20 | 1e+20 | 1e+20 | 1e+20 | 1e+20 | 1e+20 | 1e+20 | 1e+20 | 1e+20 | 1e+20 | 1e+20 | 1e+20
| SN | 1e+20 | 1e+20 | 1e+20 | 1e+20 | 1e+20 | 1e+20 | 1e+20 | 1e+20 | 1e+20 | 1e+20 | 1e+20 | 1e+20 | 1e+20 | 1e+20 | 1e+20 | 1e+20 | 1e+20 | 1e+20 | 1e+20 | 1e+20 | 1e+20 | 1e+20 | 1e+20 | 1e+20 | 1e+20 | 1e+20 | 1e+20 | 1e+20
| FD | 1e+20 | 1e+20 | 1e+20 | 1e+20 | 1e+20 | 1e+20 | 1e+20 | 1e+20 | 1e+20 | 1e+20 | 1e+20 | 1e+20 | 1e+20 | 1e+20 | 1e+20 | 1e+20 | 1e+20 | 1e+20 | 1e+20 | 1e+20 | 1e+20 | 1e+20 | 1e+20 | 1e+20 | 1e+20 | 1e+20 | 1e+20 | 1e+20
| FN | 1e+20 | 1e+20 | 1e+20 | 1e+20 | 1e+20 | 1e+20 | 1e+20 | 1e+20 | 1e+20 | 1e+20 | 1e+20 | 1e+20 | 1e+20 | 1e+20 | 1e+20 | 1e+20 | 1e+20 | 1e+20 | 1e+20 | 1e+20 | 1e+20 | 1e+20 | 1e+20 | 1e+20 | 1e+20 | 1e+20 | 1e+20 | 1e+20

## Emission_cap_annual
Years | Emission Cap
Y0 | 10000000000
Y1 | 10000000000
Y2 | 10000000000
Y3 | 10000000000
Y4 | 10000000000
Y5 | 10000000000
Y6 | 10000000000
Y7 | 10000000000
Y8 | 10000000000

## Demand
Years | Timesteps | DIST_IND | DIST_RES | DIST_SER | DIST_AGR
Y0 | WD | 1.2381 | 1.4272 | 0.80142 | 0.36253
| WN | 0.61905 | 1.0897 | 0.40071 | 0.18126
| SPD | 0.61905 | 0.98359 | 0.40071 | 0.18126
| SPN | 0.31231 | 0.78108 | 0.20216 | 0.091448
| SD | 1.2381 | 2.1311 | 0.80142 | 0.36253
| SN | 0.61905 | 1.7454 | 0.40071 | 0.18126
| FD | 0.61905 | 0.84858 | 0.40071 | 0.18126
| FN | 0.31231 | 0.63644 | 0.20216 | 0.091448
Y1 | WD | 1.4264 | 1.7744 | 0.99634 | 0.42113
| WN | 0.71318 | 1.3548 | 0.49817 | 0.21057
| SPD | 0.71318 | 1.2229 | 0.49817 | 0.21057
| SPN | 0.3598 | 0.97111 | 0.25133 | 0.10623
| SD | 1.4264 | 2.6496 | 0.99634 | 0.42113
| SN | 0.71318 | 2.17 | 0.49817 | 0.21057
| FD | 0.71318 | 1.055 | 0.49817 | 0.21057
| FN | 0.3598 | 0.79127 | 0.25133 | 0.10623
Y2 | WD | 1.643 | 2.1441 | 1.2039 | 0.48951
| WN | 0.82151 | 1.637 | 0.60195 | 0.24476
| SPD | 0.82151 | 1.4777 | 0.60195 | 0.24476
| SPN | 0.41446 | 1.1734 | 0.30369 | 0.12348
| SD | 1.643 | 3.2016 | 1.2039 | 0.48951
| SN | 0.82151 | 2.6221 | 0.60195 | 0.24476
| FD | 0.82151 | 1.2749 | 0.60195 | 0.24476
| FN | 0.41446 | 0.95614 | 0.30369 | 0.12348
Y3 | WD | 1.8928 | 2.5375 | 1.4248 | 0.56876
| WN | 0.94639 | 1.9374 | 0.7124 | 0.28438
| SPD | 0.94639 | 1.7488 | 0.7124 | 0.28438
| SPN | 0.47746 | 1.3887 | 0.35941 | 0.14347
| SD | 1.8928 | 3.789 | 1.4248 | 0.56876
| SN | 0.94639 | 3.1032 | 0.7124 | 0.28438
| FD | 0.94639 | 1.5088 | 0.7124 | 0.28438
| FN | 0.47746 | 1.1316 | 0.35941 | 0.14347
Y4 | WD | 2.1805 | 2.9559 | 1.6597 | 0.66089
| WN | 1.0902 | 2.2568 | 0.82984 | 0.33045
| SPD | 1.0902 | 2.0371 | 0.82984 | 0.33045
| SPN | 0.55003 | 1.6177 | 0.41866 | 0.16671
| SD | 2.1805 | 4.4138 | 1.6597 | 0.66089
| SN | 1.0902 | 3.6149 | 0.82984 | 0.33045
| FD | 1.0902 | 1.7575 | 0.82984 | 0.33045
| FN | 0.55003 | 1.3182 | 0.41866 | 0.16671
Y5 | WD | 2.5119 | 3.4004 | 1.9094 | 0.7679
| WN | 1.256 | 2.5963 | 0.95471 | 0.38395
| SPD | 1.256 | 2.3436 | 0.95471 | 0.38395
| SPN | 0.63364 | 1.8611 | 0.48166 | 0.1937
| SD | 2.5119 | 5.0777 | 1.9094 | 0.7679
| SN | 1.256 | 4.1587 | 0.95471 | 0.38395
| FD | 1.256 | 2.0219 | 0.95471 | 0.38395
| FN | 0.63364 | 1.5164 | 0.48166 | 0.1937
Y6 | WD | 2.8938 | 3.8726 | 2.1745 | 0.89244
| WN | 1.4469 | 2.9568 | 1.0872 | 0.44622
| SPD | 1.4469 | 2.6689 | 1.0872 | 0.44622
| SPN | 0.72996 | 2.1194 | 0.54852 | 0.22512
| SD | 2.8938 | 5.7827 | 2.1745 | 0.89244
| SN | 1.4469 | 4.736 | 1.0872 | 0.44622
| FD | 1.4469 | 2.3026 | 1.0872 | 0.44622
| FN | 0.72996 | 1.727 | 0.54852 | 0.22512
Y7 | WD | 3.3338 | 4.3734 | 2.4558 | 1.037
| WN | 1.6669 | 3.3392 | 1.2279 | 0.51848
| SPD | 1.6669 | 3.0141 | 1.2279 | 0.51848
| SPN | 0.84095 | 2.3936 | 0.61947 | 0.26158
| SD | 3.3338 | 6.5305 | 2.4558 | 1.037
| SN | 1.6669 | 5.3486 | 1.2279 | 0.51848
| FD | 1.6669 | 2.6004 | 1.2279 | 0.51848
| FN | 0.84095 | 1.9503 | 0.61947 | 0.26158
Y8 | WD | 3.8404 | 4.9047 | 2.7541 | 1.2048
| WN | 1.9202 | 3.7448 | 1.3771 | 0.6024
| SPD | 1.9202 | 3.3803 | 1.3771 | 0.6024
| SPN | 0.96874 | 2.6843 | 0.69474 | 0.30391
| SD | 3.8404 | 7.3239 | 2.7541 | 1.2048
| SN | 1.9202 | 5.9983 | 1.3771 | 0.6024
| FD | 1.9202 | 2.9163 | 1.3771 | 0.6024
| FN | 0.96874 | 2.1872 | 0.69474 | 0.30391